## Cover
100 MW Data-Center Unit-Economics Model (Norway, Saudi Arabia, United States, Ireland, India) |  | checks OK
Finding: power is a trivial cost (~1–2% of revenue) at today's price, but it crosses to material once a long grid queue erodes the entry price to the floor.
Owner: Henry Dalby · Status: PUBLISH · Periods 0–19 (annual) · Single workbook, no external links
Thesis: with calendar-coupled compute-price erosion, time-to-power reorderds viability and destroys value in slow-queue geographies. Purpose: compare the viability of a 100 MW AI data center across 5 countries from an auditable per-MW asset P&L (per-period DCF).
Intended users: the analyst (Henry) first; auditable by a finance professional on first open.
What this IS: an indicative, comparative unit-economics model ranking five countries on AI-data-centre viability. · What it is FOR: the relative ranking and the drivers that move it (queue length, power, WACC, price erosion). · What it is NOT: a bankable, financing-grade valuation of any single project — absolute NPVs are directional. See the Limitations tab.
Format key (River / FAST convention)
Blue font | Data origin — an input you may change, or a value linked in from another sheet
Black font | Calculated on this sheet
Red font | Output consumed elsewhere, or a check / status flag
Only unlocked cells are editable | Sheets are protected; blue input cells on Assumptions / Buildout / Review are the only editable cells
Brackets = negative, dash = zero | Standard finance display; units column on every calc row
Tab colours by section | Navy = structural/navigation · amber = inputs · steel-blue = calculations · green = outputs · gold = checks
Contents
Model map | how it fits together
Limitations | scope qualifiation--read before the results
Sources | source data graded by confidence key
GPU Specs | primary spec data per single accelerator. B200
Compute Price Data | getDeploying B200 panel + Silicon Data SDB200RT index are the primary basis
Interconnection Queue | US data with observed dispersion calculation
Power Build-up | wholesale grid/firming prices
WACC Build-up | USD-nominal cost of capital decomposed
Assumptions | distilled drivers + country data Table (last in inputs)
Capex Stack | shell/fit-out/GPU/networking per MW
Unit Economics | per-MW build block + external anchor
Buildout Schedule | deployment records Table
Calculations | per-period DCF (active country)
Country Engine | each country's full 20-period cash flow
Price Floor | the break-even rental rate ($/GPU-hr at which each country reaches NPV=0), built from its own cost stack (capex, power, O&M, WACC, tax)
Comparison | 5-country headline
Sensitivity | price×util grid + one-way tornado
Price Path | gride-queue price erosion graphic
Country detail | one-country drill-down
Power Timing | Counterfactual computed by the PER-PERIOD engine with ops-start forced to 0 (no queue; entry price = full P0, no erosion-over-the-wait)
Deal Comparison | both deal types read straight from the per-period Country Engine (no separate replica to diverge)
Asset Life | years from start of build: the grid-queue wait, then the GPU operating hold (=GPU life), then residual shell life sold at salvage
Energy Security | proxy ranking structured using WEC World Energy Trilemma Index Energy-Security dimension
Three-Lens View | NPV, Energy Security and grid carbon rankings
Power Cost | materiality (defined in assumptions) = power cost ÷ revenue, both at the entry-price operating point
Revenue Mix | annual steady-state P&L as a share of revenue for the selected country/scenario/deal
Checks | errors, senses, anchors, provenance
Review | independent sign-off
Reconciliation: Calculations (active drill) = Country Engine (all countries × deals, per period) = Comparison, to the dollar; Checks!C4 = 0 with zero error cells across every scenario × deal × country state. | country records Table

## Model map
Model map — how this workbook fits together |  | checks OK
Orient once, navigate anywhere. Three toggles drive everything; data flows one direction; reconciliations keep it honest.
|  |  | Workbook status | checks OK
1 · The three toggles (set on Assumptions)
| Toggle | Set on | Options | What it drives
| Scenario | Assumptions!B4 | Bear / Base / Bull | Delivered power, time-to-power, WACC (all countries)
| Country | Assumptions!B5 | Norway/US/India/Ireland/Saudi | Which country Calculations & Country detail present
| Deal type | Assumptions!B7 | Contracted / Merchant | Occupancy, WACC premium
2 · Data flow — one direction, no circularity
Sourcing tabs (GPU Specs, Compute Price Data, Interconnection Queue, Power/WACC Build-ups) → Assumptions (distilled drivers, last in inputs)
↓
Capex Stack → Unit Economics (per-MW) → Buildout Schedule (facility-capex draw) → Calculations (per-period DCF)
↓
Comparison (all 5 countries, closed-form) → Country detail → Scenario Grid → Checks
Energy Security (WEC Trilemma) is a FENCED labelled-implication tab — it does NOT feed the P&L.
3 · Reconciliations (all on Checks; C4 must = 0)
• Two-engine tie: Calculations per-period NPV = Comparison closed-form NPV (active country)
• Roll-up tie: Unit Economics per-MW × IT load = Calculations facility + GPU capex
• Buildout tie: DCF facility-capex draw (Σ per-period) reconciles to the facility capex total; draw weights sum to 1
• Scenario Grid tie: active-country grid NPV = Calculations NPV
• EXTERNAL ANCHORS: capex/MW in $30–50m band; revenue/MW/yr in $15–40m band (sourced)
4 · Key drivers (High materiality)
• Compute price ($/GPU-hr) — largest NPV lever
• GPU+IT capex & density — physically coupled across chip generations
• Time-to-power (yr) — the sharpest country-varying energy lever
• Cost of capital — unlevered hurdle rate (WACC proxy) — country-varying
• IT load (MW) — scale
5 · Disclosed modelling choices
• Country Engine net-FCF is one long row (~228 chars) — but FLAT (2 IFs, not nested) and single-purpose. Deliberate compact-engine tradeoff: the 15-block Country Engine stays readable by inlining the cash-flow aggregation into one line; the fully-decomposed, one-row-per-component version lives on Calculations.
• Reference/build-up tabs (Power Build-up, WACC Build-up, GPU Specs, Compute Price Data) are RECONCILED to Assumptions by check (Checks r22/r24/r25), not live-linked. Assumptions holds the authoritative hardcodes; the build-ups show the derivation. Interconnection Queue is the live-linked source: US TTP (median/p75/p25) plus the dispersion ratios that set the other four countries’ TTP bands.

## Limitations
Limitations & scope — read before the results |  | checks OK
This is an INDICATIVE, comparative unit-economics model for ranking five countries — not a bankable, financing-grade valuation. It is deliberately simple; the limitations below are disclosed by design, not oversights. Absolute NPVs carry the uncertainty of all inputs; the country RANKING is the robust output.
# | Limitation | Effect on the results | How it is handled / disclosed
1 | Indicative, not bankable | Unlevered, single-hold; absolute NPV is directional, not a financing valuation. | Use for cross-country ranking, not underwriting. Stated on Cover / Model map. No equity valuation or demand forecasting.
2 | Compute-price decline & floor are PROJECTIONS | B200 has not yet entered its decline; the 20%/yr erosion and $2.50 floor drive the economics. | Calibrated to the realized H100 lifecycle; flagged as estimates in Sources (r34/r39-41) and on the Price Floor tab.
3 | Single-hold liquidation framing | One GPU cycle then exit; real operators may re-tenant, which would raise returns. | Deliberate simplification; disclosed. Re-tenanting removed to keep the model auditable.
4 | Grid carbon NOT priced | A pure-$/MWh ranking would silently favour cheap-but-dirty grids. | Grid carbon intensity (gCO2/kWh) shown as a second lens on Comparison (r42), explicitly NOT in the NPV.
5 | Ireland CRU Large-Energy-User policy (late-2025) | New DCs >10 MVA must self-generate 100% flexible + source 80% new renewables in 6 yr — a capex/feasibility burden not priced. Effect on results is unambiguously negative for Ireland: it does NOT change the Base/Bull ranking (Ireland is already last), but Ireland's Bear ‘least-bad’ rank (1st — its price is already at the floor, so it has the least erosion downside) is overstated and would fall if the CRU generation/storage capex and ~6-yr approval timing were costed. Deliberately not modelled, to avoid false precision. Source: CRU/EirGrid Dec-2025 (Sources r14/r30). | Disclosed; it makes Ireland (already last on NPV) harder still. Model UNDERSTATES Ireland difficulty.
6 | Water / cooling-water cost not separately modelled | Material in hot climates (India, Saudi); modestly understates their opex. | Disclosed caveat; folded into O&M at a country-flat rate.
7 | US export controls / chip access (status as of Aug 2026) | Ranking assumes lawful Blackwell (B200/GB200) procurement — presumption-of-denial by default. US/Norway/Ireland: unrestricted (domestic/allied). Saudi: conditional — approved via HUMAIN (Nov-2025) under RTE security/reporting + cap. India: licensed/capped (trusted-partner quota, ~270k H100-eq in 2026). No modelled country is blocked, but Saudi/India access is conditional. | Boundary condition, NOT priced in the NPV; the ranking is conditional on access holding. Regime is transactional/volatile (Diffusion Rule rescinded May-2025). Sources: US Commerce Nov-2025; BIS/IISS 2025-26. Developed in the article.
8 | Single 100 MW reference facility | Per-MW unit economics; not a portfolio, staged-build, or financing model. | Scale is a normalisation, not a forecast. Disclosed.
9 | Networking fabric, GPU attrition, decommissioning | Not separately line-itemed; minor understatement of cost. | Folded into capex/O&M or omitted; disclosed. Immaterial to the ranking.
10 | Delivered power is zone/market-dependent | US = ERCOT basis (PJM 2–3× higher); Norway = blended NO zones. | Disclosed on Power Build-up; delivered price validated vs observed industrial all-in.
11 | Point-in-time sources | Prices, tariffs, and queues as of ~Aug 2026 in a fast-moving market. | Every input dated & graded on Sources; refresh before re-use.
12 | Single-vendor (NVIDIA) concentration | The whole market depends on one vendor’s Blackwell allocation and roadmap; a policy or allocation shift moves all five countries together. | Structural risk, disclosed; not modelled (affects levels, not the cross-country ranking).
13 | Data-sovereignty / cross-border data rules | EU/GDPR and data-localisation rules can constrain workloads and siting (esp. Ireland/EU; India DPDP Act 2023). Where binding, these would enter the model as: (a) localisation capex — in-country replication of storage/compute; (b) cross-border data-transfer/egress + dedicated interconnect opex; (c) compliance overhead (DPO, audits, standard contractual clauses) opex; and (d) a revenue constraint where residency bars certain customers/workloads. Not a cost line here. | Structural risk, disclosed; a full siting decision must layer it on.
14 | Policy-volatile drivers treated as point-in-time | Time-to-power, country-risk premia and export-control status are policy-sensitive and can move fast; modelled as static, as-of ~Aug 2026. | Disclosed; refresh before re-use. Scenario band (Bear/Base/Bull) partly captures TTP/CRP ranges.
15 | Tax simplified (statutory rate, no loss carryforward, unlevered; salvage partly pre-tax) | Corporate tax = statutory rate on EBIT, charged only when positive with NO loss carryforward — conservative in ramp years; statutory not effective rates (ignores holidays/incentives, e.g. Gulf SEZ, Ireland regime); unlevered, so no interest/debt tax shield. Salvage/exit: the facility shell + interconnection are modelled as PRE-TAX proceeds (no depreciation-recapture or capital-gains tax on the shell); only GPU salvage is taxed (after-tax) — this modestly overstates terminal cash for short-queue winners (Norway, Saudi). | Disclosed. Conservative on ramp-year losses; effective-rate incentives would favour low-tax jurisdictions further; interest shield excluded by the all-equity single-hold design.
16 | Water-use efficiency (WUE) & water stress — not modelled | No WUE (L/kWh) or catchment water-stress line by cooling type; evaporative cooling in hot, water-stressed grids (India, Saudi) could add real opex and permitting risk. | Disclosed; shown “not assessed” in Comparison (r43); flagged for a future water module.
17 | Revenue is country-invariant | Compute price ($/GPU-hr) applied identically across all five countries — no data-residency, sovereignty, latency or local-demand premia. | Defensible (compute is globally traded); stated explicitly. Country choice affects cost, not modelled revenue.
18 | USD-nominal; FX out of scope | All figures USD-nominal (WACC via Damodaran country-risk); no local-currency inflation; India/Norway flows in USD with no translation or hedging cost. | Disclosed convention; a real deployment carries FX exposure on local power, tax and O&M.
19 | Time-to-power band methodology | Non-US TTP dispersion is transferred from the US LBNL distribution (the only observed one); country medians are regulator-sourced. Ireland’s upper tail is likely fatter than the transferred IQR (CRU policy). | US bands observed (LBNL); non-US bands = median × US IQR. Disclosed on Assumptions & Sources r51.
Chip-access feasibility screen — export-control status by country (as of ~Aug 2026; verify current BIS rules before relying). Blackwell/B200 default = licence-required; named operator/end-user, supply route and basis below. Sources: [39][44][45].
| Country | Chip-access status | Named operator / end-user | Supply route | Basis / citation
| Norway | Permitted — no US licence (EEA/NATO; Country Group A) | nScale — Glomfjord AI data centre (hydro) | NVIDIA → OEM → nScale (EEA) | BIS EAR §742.6 [44]; operators/routes [45]
| United States | Permitted — domestic (no export) | US hyperscalers / neoclouds (e.g., CoreWeave) | Domestic build | BIS EAR [44] (no export)
| India | Licence-required — approvals flowing (not Tier 1) | Reliance (1 GW Gujarat); Tata Communications; Yotta (20,736 Blackwell Ultra) | NVIDIA → OEM → Indian operator under US licence | Export controls [39]; framework [44]; operators [45]; DPDP Act 2023
| Ireland | Permitted — EU/Tier 1 (grid connection, not chips, is the binding gate) | EU hyperscaler cloud (Dublin) | NVIDIA → OEM → EU operator | BIS EAR [44]; Ireland CRU policy [11]
| Saudi Arabia | Licence-required — conditionally AUTHORISED Nov-2025 (end-user-specific) | HUMAIN (PIF): up to 35,000 GB300 authorised; plan ~600k accelerators | NVIDIA → OEM → HUMAIN; BIS security/reporting conditions | US Commerce/BIS 19-Nov-2025 [39][44]
Implication: “lawful chip access” is not uniform across the five. Norway/US/Ireland are unrestricted; India and Saudi require US licences (Saudi’s is conditional and specific to HUMAIN). Any country’s NPV rank is contingent on the named operator holding a valid licence/authorisation and meeting BIS security conditions — the model still holds chip access constant, so the India/Saudi ranks are conditional.

## ▸ INPUTS
▸ INPUTS

## Sources
Sources |  |  | checks OK
High = primary/operator/regulator · Med = specialist aggregator · Low = disclosed judgment.
# | Input | Value / note | Named source | Vintage | Source confidence | Source link
1 | Facility build capex | $17m/MW Base (band 13–24) | AI liquid-cooled 2026 (ModulEdge/Epoch) | 2026 | Med | https://epoch.ai/data-insights/ai-datacenter-cost-breakdown
2 | GPU + IT capex | $42,000/single B200 GPU deployed (band $35–56k: DGX B200 ~$35–40k/GPU; HGX B200 ~$56k; card $40–50k) | Mercatus B200 server price; Silicon Analysts B200 cost breakdown; NVIDIA DGX B200 | 2026 | Med | https://www.mercatus-ai.com/blog/b200-server-price
3 | GPUs per MW | ~600 GPU/MW (B200 1000W; HGX node ~13.3kW/8 → 1.667 kW/GPU) | NVIDIA B200 / HGX B200 datasheet | 2025-26 | Med | https://www.nvidia.com/en-us/data-center/hgx/
4 | PUE (country-varying) | NO 1.15 / IE 1.20 / US 1.30 / SA 1.45 / IN 1.50 | LBNL 2024 US DC Energy Usage Report | 2024-26 | Med | https://eta.lbl.gov/publications/2024-lbnl-data-center-energy-usage-report
5 | Compute price | $5.70/GPU-hr Base P0 (committed 1-yr, today); band $4.00–$9.00 Bear→Bull; erodes ~20%/yr to full-cost floor | Silicon Data SDB200RT index; getDeploying B200 committed panel (45 listings, 7-Aug-2026) | 2026 | High | https://www.silicondata.com/products/silicon-index
6 | Utilization / occupancy | 88% contracted / 70% merchant | CBRE DC vacancy ~1.4%, ~74% pre-leased | 2026 | Low | https://www.cbre.com/insights/reports/global-data-center-trends-2026
7 | GPU economic life | 5 yr (Bear 3 / Bull 6) | Hyperscaler 10-K (Amazon 5yr, Meta 5.5yr) | 2025-26 | Med | https://thecuberesearch.com/298-breaking-analysis-resetting-gpu-depreciation
8 | Norway power / TTP / WACC | $52/MWh · 2.0yr · 6.34% | SSB; Statnett 2025; Damodaran 2026 | 2025-26 | Med | https://www.ssb.no/en/energi-og-industri
9 | US power / TTP / WACC | $60/MWh · 4.5yr · 6.34% | TTP=LBNL queue (uploaded, thru-2025): recent-cohort (online≥2019) median 4.5yr, p25 3.2/p75 5.8, N=1,297 operational; WACC per build-up | 2025-26 | High | https://emp.lbl.gov/queues
10 | India power / TTP / WACC | $95/MWh · 3.0yr · 7.84% USD-nom | GlobalPetrolPrices; Deccan Chronicle Jan-26; Damodaran | 2025-26 | Med | https://www.deccanchronicle.com/business/latest/what-india-can-learn-from-the-us-about-data-centres-1973592
11 | Ireland power / TTP / WACC | $150/MWh · 6.0yr · 6.84% USD-nom | CRU/EirGrid Dec-2025 policy; Damodaran | 2025-26 | Med | https://www.cru.ie/
12 | Saudi power / TTP / WACC | $48/MWh · 2.0yr · 6.84% USD-nom | SEC tariff; SERA framework (GT Jan-26); Damodaran | 2025-26 | Med | https://www.gtlaw.com/en/insights/2026/1/saudi-arabias-data-centre-expansion-regulatory-framework-and-strategic-considerations
13 | Merchant WACC premium | +4.5pp → ~11% | Merchant-risk financing: equity 12–15% (merchant) vs 7–9% (contracted); debt +125–250bps (Apricum; Bracewell; IRENA 2023) | 2025-26 | Med | https://www.irena.org/-/media/Files/IRENA/Agency/Publication/2023/May/IRENA_The_cost_of_financing_renewable_power_2023.pdf
14 | Idle-shell holding cost | 1.5%/yr facility capex during wait | Blended: property tax + insurance + security/upkeep on a powered idle shell (decomposed on the Holding Cost tab: ~0.5%+0.4%+0.6%; reconciled by check) | 2026 | Low | https://www.datacenterknowledge.com/business/managing-data-center-operating-expenses-the-property-tax-
15 | External anchor — all-in capex/MW | $30–50m/MW independent band | SemiAnalysis Blackwell server BOM + CBRE build cost | 2024-26 | Med | https://semianalysis.com/2024/07/16/semianalysis-gb200-component-and/
16 | External anchor — revenue/MW/yr | $15–40m/MW/yr independent band | SemiAnalysis rental index × density; market colo | 2026 | Med | https://newsletter.semianalysis.com/p/the-great-gpu-shortage-rental-capacity
17 | GPU specs/power (per accelerator) | B200 1000W TDP, 192GB HBM3e, 8-GPU HGX node; ~600 GPU/MW at IT level (H100 700W/80GB & GB200 1200W/NVL72 shown for reference) | NVIDIA B200 / HGX B200 datasheet | 2025-26 | High | https://www.nvidia.com/en-us/data-center/hgx/
18 | GPU rental price (compute price) — hyperscaler | B200 committed 1-yr ≈ $5.71/GPU-hr (panel avg, 45 listings); reserved-low $3.35 | getDeploying B200 (7-Aug-2026); Silicon Data SDB200RT | 2026 | High | https://getdeploying.com/gpus/nvidia-b200
19 | GPU rental price (compute price) — neocloud | B200 on-demand $6.85 (avg, 35) / spot $3.60 / custom $3.49 | getDeploying B200 daily snapshot (7-Aug-2026) | 2026 | Med | https://getdeploying.com/gpus/nvidia-b200
20 | Country risk premium (WACC build-up) | Damodaran Jan-2026: CRP NO 0.00 / US 0.23 / IE 0.78 / SA 0.78 / IN 2.85%; mature ERP 4.23% | Damodaran (NYU Stern) country risk premiums, Jan 2026 | 2026 | High | https://pages.stern.nyu.edu/~adamodar/New_Home_Page/datafile/ctryprem.html
21 | USD risk-free (WACC build-up) | US 10-yr 90-day avg 4.47% → USD rf 4.24% (less US default 0.23%); WACCs −0.16pp vs prior | FRED DGS10 (uploaded, 1,249 daily obs to 03-Aug-2026) | 2026 | High | https://fred.stlouisfed.org/series/DGS10
22 | Wholesale power (Power build-up) | IEA H1-2025: ERCOT ~$30, Nordics ~$40, EU ~$90/MWh | IEA Electricity Mid-Year Update 2025 | 2025 | High | https://www.iea.org/reports/electricity-mid-year-update-2025/prices-trends-in-wholesale-markets-differ-across-regions
23 | India wholesale power (Power build-up) | IEX DAM 2025 ~₹4.2/kWh ≈ $49/MWh (Q2FY26 ₹3.93) | Indian Energy Exchange (IEX) day-ahead market | 2025-26 | Med | https://www.iexindia.com/market-data/day-ahead-market/market-snapshot
24 | Norway time-to-power | 2 yr median (Statnett register); Bear/Bull band = median × US-LBNL IQR (≈1.4–2.6 yr). Dispersion transferred (disclosed). | GRID-OPERATOR REGISTER: Statnett connection-case register (tilknytningssaker — reserved capacity & queue by region/category) + NVE concession database (project-level, dates); T1 Energy 50MW strong-node case. Register, not a lead-time distribution. Flag: 12.3 GW DC queue (165 apps) to 2033 → 2yr may be optimistic | 2025-26 | Med | https://www.statnett.no/for-aktorer-i-kraftbransjen/nettkapasitet-til-produksjon-og-forbruk/foresporsler-og-reservasjon-i-nettet/
25 | US time-to-power | 4.5 yr Base (median; p25 3.2 / p75 5.8) — also the observed IQR (p75/median, p25/median) transferred to the other four countries’ TTP bands. | LBNL 'Queued Up' (uploaded raw file): recent-cohort operational, N=1,297; live median/percentiles in the Interconnection Queue tab | 2025 | High | https://emp.lbl.gov/queues
26 | India time-to-power | 3 yr median (CTUIL register); band = median × US-LBNL IQR (≈2.1–3.9 yr). Dispersion transferred. | GRID-OPERATOR REGISTER: CTUIL 'Applications Granted for Connectivity, LTA & MTOA' — project-level (applicant/MW/POI/grant date); CEA grid-connectivity rules 2025/26; Navi Mumbai 100MW+ 18–36 mo corroborates. Register of grants, not a duration distribution | 2025-26 | Med | https://www.ctuil.in/applications-granted
27 | Ireland time-to-power | 6 yr median (EirGrid register); band = median × US-LBNL IQR (≈4.2–7.8 yr). Upper tail likely fatter — CRU policy (disclosed). | GRID-OPERATOR REGISTER: EirGrid 'Connected & Contracted Generators' project list (generator/MW/connection status) + ECP ~48-mo batch policy (CRU Dec-2025 DC policy). Register of status, not a duration distribution. Flag: Base 6yr conservative vs the ~48-mo figure | 2025-26 | Med | https://www.eirgrid.ie/industry/customer-information/connected-and-contracted-generators
28 | Saudi time-to-power | 2 yr median (SPPC register); band = median × US-LBNL IQR (≈1.4–2.6 yr). Dispersion transferred; thin register. | SPPC IPP procurement pipeline (project awards/PPAs, dates) + SERA/MoEnergy grid-connection framework; National Grid SA (SEC subsidiary). No public connection queue — weakest of the five | 2025-26 | Med | https://ippjournal.com/company/saudi-power-procurement-company-sppc
29 | Corporate & property tax | Corp: NO 22% / US 21% / IN 25% / IE 12.5% / SA 20%; Property 0.05–1.0%/yr (post-abatement) | Statutory corporate rates — PwC Worldwide Tax Summaries; national property-tax schedules | 2025-26 | High | https://taxsummaries.pwc.com/
30 | Compute price decline (erosion) | ~20%/yr Base (Bear 30% / Bull 15%) — PROJECTION: B200 not yet in decline (appreciating +16–24% YoY); calibrated to realized H100 decline leg (~30%/yr) | H100 realized lifecycle (Silicon Data / SemiAnalysis) as template | 2025-26 | Med | https://www.silicondata.com/blog/b200-rental-price-march-2026-update
31 | Facility & GPU salvage | Facility 45% (durable powered shell + interconnection, 30+yr life) / GPU 10% (5-yr residual after value cascade) at exit | CBRE data-centre trends/valuations (shell+M&E ~$10–12m/MW); Hashrate Index + CITP Princeton (used-GPU secondary market) | 2025-26 | Med | https://hashrateindex.com/blog/used-gpu-market-pricing-deprecation-secondary-ai/
32 | Ramp-up occupancy | yr-1 65% / yr-2 85% of steady state (lease-up) | Analyst estimate — data-centre lease-up / fill-rate ramp · Representative link: CBRE data-centre insights (lease-up / absorption); input is an analyst estimate, Low confidence — link is illustrative, not the sole origin. | 2026 | Low | https://www.cbre.com/insights
33 | Fixed O&M | $0.7m/MW/yr (staff, water, maintenance, security) | Data-centre opex benchmark (Uptime/CBRE-class); analyst estimate · Representative link: Uptime Institute research (DC operating-cost benchmarks); input is an analyst estimate, Low confidence — link is illustrative, not the sole origin. | 2026 | Low | https://uptimeinstitute.com
34 | Compute price floor — market index | B200 observed committed-floor band $2.50–3.00 (floor rising as intro/spot offers withdrawn) | Silicon Data B200 index (SDB200RT) floor observations | 2026 | High | https://www.silicondata.com/blog/b200-rental-price-march-2026-update
35 | Compute price floor — cost decomposition | neocloud all-in $/GPU-hr build-up (capex+power+O&M+WACC); model full-cost floor $2.70 | Silicon Analysts / neocloud cost decomposition | 2025-26 | Med | https://siliconanalysts.com/analysis/nvidia-b200-blackwell-cost-breakdown
36 | Compute price floor — mean-reversion | Mean-reversion analog: H100 completed cycle trough $1.70 (Oct-2025) → rebound $2.35 (Mar-2026); B200 too young to have cycled | Silicon Data / SemiAnalysis H100 committed series (lifecycle analog) | 2025-26 | Med | https://newsletter.semianalysis.com/p/the-great-gpu-shortage-rental-capacity
37 | Power delivered — observed all-in validation | Norway 55 / US(Tx) 62 / India 92 / Ireland 155 / Saudi 50 $/MWh; delivered within ≤6% | SSB; EIA (Texas); CEA/IEA; Eurostat; SERA/SEC | 2025-26 | Med-High | https://ec.europa.eu/eurostat/databrowser/view/nrg_pc_205
38 | Grid carbon intensity (gCO2/kWh) | NO 28 / US 384 / IN 670 / IE 290 / SA 590 (shown for context, not in NPV) | Ember Global Electricity Review 2024-25; Ember US Electricity 2025; EEA (Ireland); IEA/Ember Middle East (Saudi) | 2024-25 | Med-High | https://ember-energy.org/data/
39 | Chip access — US export controls (Blackwell) | US/NO/IE unrestricted; Saudi conditional (HUMAIN, Nov-2025, RTE + cap); India licensed/capped; Diffusion Rule rescinded May-2025 | US Commerce (Nov-2025); BIS; IISS 2025-26 | 2025-26 | High | https://www.commerce.gov/news/press-releases/2025/11/statement-uae-and-saudi-chip-exports
40 | Energy Security framework | WEC World Energy Trilemma Index — Energy Security dimension (import independence, generation diversity, system stability) | World Energy Council, World Energy Trilemma 2024 | 2024 | High | https://www.worldenergy.org/transition-toolkit/world-energy-trilemma-framework
41 | Electricity generation mix (WETI diversity + firm share) | NO 98% RE; US gas 43/nuclear 18/coal 15; IN coal 68; IE gas 41/wind 33; SA gas 63/oil 35 | Ember Global Electricity Review 2024 / 2025 | 2024 | High | https://ember-energy.org/data/
42 | Energy self-sufficiency (WETI import independence) | NO ~600% / US ~106% / SA ~200% (cap 100); IN ~60%; IE ~21% | IEA / IEEJ energy self-sufficiency | 2024 | Med-High | https://www.iea.org/
43 | Depreciation lives & insurance | Facility deprec: 45% shell @25yr + 55% fit-out/MEP @12yr (blended); GPU straight-line over 5yr life. Operating insurance 0.4%/yr of GPU capex. | Conventional accounting useful lives (shell vs cooling/MEP); hyperscaler 10-K GPU lives; DC insurance broker benchmark (~0.3–0.5% of insured value). · Representative link: IRS Pub 946 (property depreciation / useful lives); accounting-convention input — link is illustrative, not the sole origin. | 2025-26 | Med | https://www.irs.gov/publications/p946
44 | Export-control framework — advanced computing (ECCN 3A090.a) | Blackwell/B200 licence-required to Country Groups D:1/D:4/D:5; presumption of denial for Tier-3 (China/Macau). Jan-2026 BIS final rule; BIS guidance 31-May-2026. | US BIS, EAR §742.6 / advanced-computing rule + guidance | 2026 | High | https://www.bis.gov/media/documents/bis-guidance-may-31-2026.pdf
45 | Chip access — named operators / supply routes | NO nScale Glomfjord (hydro, EEA); US domestic hyperscalers/neoclouds; IE EU hyperscalers (Dublin); IN Reliance (1 GW Gujarat)/Tata Communications/Yotta (20,736 Blackwell Ultra, live ~Aug-2026); SA HUMAIN (PIF). | NVIDIA; DataCenterDynamics; nScale/InfraPartners | 2025-26 | Med | https://www.datacenterdynamics.com/en/news/indian-companies-order-tens-of-1000s-of-nvidia-chips/
46 | Time-to-power dispersion (methodology) | Non-US TTP bands = country median (own regulator) × US-LBNL observed IQR ratio (p75/median≈1.30, p25/median≈0.70). Assumes connection-time dispersion is broadly grid-invariant (disclosed). Ireland upper tail likely fatter (CRU policy). | Derived from LBNL Queued Up (US) — dispersion transfer | 2025-26 | Med | https://emp.lbl.gov/queues
47 | Shadow carbon price (carbon-adjusted lens) | $190/tCO₂ Base (US EPA 2023 SC-GHG, 2020$, ~2% near-term); EU ETS ≈ $80/t alt. Context lens only — excluded from core NPV. | US EPA Report on the Social Cost of Greenhouse Gases (2023) | 2023-26 | Med | https://www.epa.gov/environmental-economics/scghg
48 | GPU rental price — Azure H100 (mature-generation analog) | Azure H100 SXM by tier (on-demand / reserved 1-3-5yr / spot); context analog for the B200 lifecycle — feeds no P&L. | Microsoft Azure Retail Prices API | 2026 | High | https://prices.azure.com/api/retail/prices
Source-reliability grading key (col E)
Grades the RELIABILITY OF THE SOURCE behind each input — NOT statistical confidence. Ordinal source-quality rating (tier × vintage × directness). Quantitative uncertainty is carried SEPARATELY by the input bands (Bear/Base/Bull) and the Sensitivity tornado.
High | Primary source (official statistics / regulator / grid operator / IEA / EIA / Ember / Damodaran / vendor datasheet), current vintage (2025–26), direct measure — used as published.
Med-High | Primary market data + a primary reference model (e.g. sovereign 10-yr yield + Damodaran country-risk premium). Stronger than Med, short of a single direct measure.
Med | Primary source needing adjustment/interpolation, OR a reputable specialist aggregator (SemiAnalysis / CBRE / JLL / Lazard), current vintage.
Low | Single secondary source, proxy, disclosed judgment residual, or definitional uncertainty. Directional and flagged as such (e.g. merchant occupancy, idle-shell holding cost, WACC project premium, power firming residual).

## GPU Specs
GPU Specs — per accelerator (NVIDIA datasheets) · modelled generation: NVIDIA B200 (Blackwell, HGX) |  | checks OK
Primary spec data per single accelerator. B200 (HGX 8-GPU) is the modelled generation; H100 and GB200 NVL72 shown for reference/continuity.
REFERENCE TAB — density (col F, B200 row) reconciled to Assumptions G12 by Checks r22; not live-linked.
Specs — per accelerator (NVIDIA datasheets)
GPU (accelerator) | Power (W) | Memory (GB) | Per rack/board | kW/rack | Implied GPU/MW | Source
H100 SXM5 — prior-gen reference | 700 | 80 | 8 (HGX) | — | — | [17]
B200 (HGX) — MODELLED | 1000 | 192 | 8 (HGX) | 13.33 | 600 | [17]
GB200 (Blackwell, NVL72) — frontier reference (not modelled) | 1200 | 192 | 72 (NVL72) | 120 | 600 | [17]
B200 implied density = 1 MW ÷ (HGX node 13.3 kW ÷ 8 GPU = 1.667 kW/GPU) ≈ 600 GPU/MW → ties to Assumptions density (G12).

## Compute Price Data
Compute Price Data — $/GPU-hr evidence (NVIDIA B200, Blackwell) |  | checks OK
getDeploying B200 panel (7-Aug-2026, ~110 listings) + Silicon Data SDB200RT index are the primary basis. Azure H100 surface below is retained as the mature-generation analog (lifecycle & floor template).
REFERENCE TAB — observed $/GPU-hr envelope; the P0 inputs are checked against it (Checks r35/r36); not live-linked.
H100 SXM by tier — mature-generation analog (AVERAGEIFS over the raw Azure table; continuity/floor template) [48]
Tier | n (COUNTIFS) | Mean $/GPU-hr | Source
On-demand | 24 | 16.0533 | [48]
Reserved 1yr | 24 | 10.2612 | [48]
Reserved 3yr | 24 | 7.0367 | [48]
Reserved 5yr | 24 | 6.4125 | [48]
Spot | 24 | 2.9667 | [48]
getDeploying neocloud B200 by tier (7-Aug-2026) + Silicon Data SDB200RT [19]
Billing | Listings | Avg $/GPU-hr | Source
On-demand | 35 | 6.85 | [18][19]
Reserved / committed 1yr | 45 | 5.71 | [18][19]
Custom contract | 7 | 3.49 | [18][19]
Spot | 20 | 3.6 | [18][19]
Envelope for the compute-price check ($/GPU-hr) — B200
Observed floor (B200 committed/spot low) |  | 3.35 | [34]
Realized ceiling (B200 on-demand high) |  | 8.2 | [19]
Model Base $5.70 (committed) must sit inside [floor 3.35, ceiling 8.20] Floor band source [34].
Azure raw price surface (H100, region × tier) — mature-generation analog reference
Region | Tier | $/GPU-hr
australiaeast | On-demand | 17.82
canadacentral | On-demand | 14.75
centralus | On-demand | 15.12
eastus | On-demand | 12.29
eastus2 | On-demand | 12.29
japaneast | On-demand | 17.82
japanwest | On-demand | 19.05
koreacentral | On-demand | 16.59
northcentralus | On-demand | 14.75
polandcentral | On-demand | 15.98
southafricanorth | On-demand | 21.08
southafricawest | On-demand | 23.33
southcentralus | On-demand | 14.75
spaincentral | On-demand | 16.53
swedencentral | On-demand | 15.98
switzerlandnorth | On-demand | 17.57
uaenorth | On-demand | 17.57
uksouth | On-demand | 15.36
usgovarizona | On-demand | 15.36
westcentralus | On-demand | 14.75
westeurope | On-demand | 15.98
westus | On-demand | 15.98
westus2 | On-demand | 12.29
westus3 | On-demand | 12.29
australiaeast | Reserved 1yr | 11.41
australiaeast | Reserved 3yr | 7.83
australiaeast | Reserved 5yr | 7.13
canadacentral | Reserved 1yr | 9.44
canadacentral | Reserved 3yr | 6.47
canadacentral | Reserved 5yr | 5.9
centralus | Reserved 1yr | 9.67
centralus | Reserved 3yr | 6.64
centralus | Reserved 5yr | 6.05
eastus | Reserved 1yr | 7.87
eastus | Reserved 3yr | 5.4
eastus | Reserved 5yr | 4.92
eastus2 | Reserved 1yr | 7.87
eastus2 | Reserved 3yr | 5.4
eastus2 | Reserved 5yr | 4.92
japaneast | Reserved 1yr | 11.41
japaneast | Reserved 3yr | 7.82
japaneast | Reserved 5yr | 7.13
japanwest | Reserved 1yr | 12.19
japanwest | Reserved 3yr | 8.36
japanwest | Reserved 5yr | 7.62
koreacentral | Reserved 1yr | 10.62
koreacentral | Reserved 3yr | 7.28
koreacentral | Reserved 5yr | 6.64
northcentralus | Reserved 1yr | 9.44
northcentralus | Reserved 3yr | 6.47
northcentralus | Reserved 5yr | 5.9
polandcentral | Reserved 1yr | 10.23
polandcentral | Reserved 3yr | 7.01
polandcentral | Reserved 5yr | 6.39
southafricanorth | Reserved 1yr | 13.49
southafricanorth | Reserved 3yr | 9.26
southafricanorth | Reserved 5yr | 8.43
southafricawest | Reserved 1yr | 14.93
southafricawest | Reserved 3yr | 10.24
southafricawest | Reserved 5yr | 9.33
southcentralus | Reserved 1yr | 9.44
southcentralus | Reserved 3yr | 6.47
southcentralus | Reserved 5yr | 5.9
spaincentral | Reserved 1yr | 10.23
spaincentral | Reserved 3yr | 7.01
spaincentral | Reserved 5yr | 6.39
swedencentral | Reserved 1yr | 10.23
swedencentral | Reserved 3yr | 7.01
swedencentral | Reserved 5yr | 6.39
switzerlandnorth | Reserved 1yr | 11.25
switzerlandnorth | Reserved 3yr | 7.72
switzerlandnorth | Reserved 5yr | 7.03
uaenorth | Reserved 1yr | 11.25
uaenorth | Reserved 3yr | 7.72
uaenorth | Reserved 5yr | 7.03
uksouth | Reserved 1yr | 9.83
uksouth | Reserved 3yr | 6.74
uksouth | Reserved 5yr | 6.14
usgovarizona | Reserved 1yr | 9.83
usgovarizona | Reserved 3yr | 6.74
usgovarizona | Reserved 5yr | 6.14
westcentralus | Reserved 1yr | 9.44
westcentralus | Reserved 3yr | 6.47
westcentralus | Reserved 5yr | 5.9
westeurope | Reserved 1yr | 10.23
westeurope | Reserved 3yr | 7.01
westeurope | Reserved 5yr | 6.39
westus | Reserved 1yr | 10.23
westus | Reserved 3yr | 7.01
westus | Reserved 5yr | 6.39
westus2 | Reserved 1yr | 7.87
westus2 | Reserved 3yr | 5.4
westus2 | Reserved 5yr | 4.92
westus3 | Reserved 1yr | 7.87
westus3 | Reserved 3yr | 5.4
westus3 | Reserved 5yr | 4.92
australiaeast | Spot | 3.29
canadacentral | Spot | 2.73
centralus | Spot | 2.79
eastus | Spot | 2.27
eastus2 | Spot | 2.27
japaneast | Spot | 3.29
japanwest | Spot | 3.52
koreacentral | Spot | 3.07
northcentralus | Spot | 2.73
polandcentral | Spot | 2.95
southafricanorth | Spot | 3.9
southafricawest | Spot | 4.31
southcentralus | Spot | 2.73
spaincentral | Spot | 2.95
swedencentral | Spot | 2.95
switzerlandnorth | Spot | 3.25
uaenorth | Spot | 3.25
uksouth | Spot | 2.84
usgovarizona | Spot | 2.84
westcentralus | Spot | 2.73
westeurope | Spot | 2.95
westus | Spot | 3.05
westus2 | Spot | 2.27
westus3 | Spot | 2.27
Source: Azure Retail Prices API (prices.azure.com/api/retail/prices), official Microsoft list pricing, no auth. Clickable link on the Sources tab. getDeploying neocloud summary retained for the realized tier.

## Interconnection Queue
US Interconnection Queue — LBNL, recent operational cohort (uploaded raw) |  | checks OK
1297 operational US projects (online ≥2019) with a valid queue→online duration, from LBNL's 38,201-request dataset. US time-to-power (Bear/Base/Bull) is the LIVE median / p75 / p25 of the Duration column below. Source: US time-to-power [25]; dispersion transfer to non-US [46].
Base = MEDIAN duration (yr) |  | 4.5 |  | Dispersion transfer (US-observed IQR → applied to non-US medians):
Bear = 75th pct (slower, yr) |  | 5.83 |  | p75 / median (hi) | 1.2956
Bull = 25th pct (faster, yr) |  | 3.17 |  | p25 / median (lo) | 0.70444
q_id | State | Type | Queue yr | Online yr | Duration (yr)
1010 | CA | Wind | 2014.2 | 2022.2 | 8
1016 | CA | Gas | 2014.2 | 2019.2 | 5
1027 | CA | Battery | 2014.2 | 2023.7 | 9.42
1036 | CA | Solar | 2014.2 | 2020.8 | 6.58
1053 | AZ | Solar | 2014.2 | 2019.8 | 5.5
1097 | CA | Battery | 2015.2 | 2024.5 | 9.25
1103 | CA | Solar | 2015.2 | 2021.1 | 5.83
1109 | CA | Battery | 2015.2 | 2023.6 | 8.33
1111 | CA | Battery | 2015.2 | 2022.2 | 6.92
1117 | CA | Solar | 2015.2 | 2021.9 | 6.67
1136 | CA | Solar | 2015.2 | 2023.7 | 8.42
1170 | CA | Battery | 2015.2 | 2025.2 | 10
1189 | AZ | Solar | 2015.2 | 2021.4 | 6.17
119 | CA | Wind | 2006.6 | 2021.2 | 14.67
1191 | CA | Battery | 2015.2 | 2021.9 | 6.67
1192 | CA | Battery | 2015.2 | 2022.8 | 7.5
1259 | CA | Solar | 2016.3 | 2025.2 | 8.92
1272 | CA | Battery | 2016.3 | 2023.9 | 7.58
1295 | CA | Battery | 2016.3 | 2024.2 | 7.92
1312 | CA | Battery | 2016.3 | 2025.7 | 9.33
1325 | CA | Battery | 2016.3 | 2024.7 | 8.33
1367 | CA | Battery | 2017.3 | 2024.5 | 7.17
1374 | CA | Battery | 2017.3 | 2022.2 | 4.92
1398 | CA | Solar | 2017.3 | 2024.8 | 7.5
1407 | CA | Gas | 2017.3 | 2019.8 | 2.42
1434 | CA | Battery | 2017.3 | 2021.4 | 4.08
1439 | CA | Wind | 2018.2 | 2021.2 | 2.92
1440 | CA | Wind | 2018.2 | 2021.2 | 2.92
1470 | CA | Battery | 2018.2 | 2025.1 | 6.83
1472 | CA | Battery | 2018.2 | 2021.5 | 3.25
1484 | CA | Gas | 2018.2 | 2024.7 | 6.42
1531 | CA | Battery | 2018.2 | 2025.5 | 7.25
1540 | CA | Battery | 2019.3 | 2023.4 | 4.08
159A | MX | Wind | 2006.9 | 2022 | 15.08
1641 | CA | Battery | 2019.2 | 2024.7 | 5.42
1669 | CA | Battery | 2019.2 | 2025.7 | 6.42
1670 | CA | Battery | 2019.2 | 2025.2 | 6
1675 | CA | Battery | 2019.2 | 2021.9 | 2.67
1679 | CA | Wind | 2020.2 | 2021.2 | 0.92
1680 | CA | Solar | 2020.3 | 2021.6 | 1.25
1829 | CA | Gas | 2020.9 | 2021.6 | 0.67
1834 | CA | Gas | 2021.2 | 2022.3 | 1.17
189 | CA | Gas | 2007.2 | 2019.4 | 12.25
602 | CA | Solar | 2010.1 | 2022.9 | 12.83
643AJ | CA | Solar | 2010.5 | 2019 | 8.5
705 | CA | Solar | 2011.2 | 2019.1 | 7.92
723 | CA | Solar | 2011.2 | 2020.3 | 9.17
838 | CA | Solar | 2011.2 | 2022.8 | 11.67
84 | CA | Solar | 2005.9 | 2019.8 | 13.92
93 | CA | Wind | 2006.2 | 2021.2 | 15.08
963 | CA | Gas | 2013.2 | 2019.2 | 5.92
965 | CA | Solar | 2013.2 | 2022.8 | 9.58
968 | CA | Gas | 2013.2 | 2021.5 | 8.25
994 | NV | Solar | 2013.2 | 2019.9 | 6.67
148 | FL | Solar | 2016.3 | 2020.1 | 3.75
149 | FL | Solar | 2016.4 | 2019.8 | 3.42
152 | FL | Solar | 2016.5 | 2021.1 | 4.58
154 | FL | Solar | 2016.6 | 2023.7 | 7.08
158 | FL | Solar | 2016.7 | 2021.2 | 4.5
160 | FL | Solar | 2016.9 | 2019.9 | 3
169 | FL | Solar | 2016.9 | 2024.2 | 7.33
173 | FL | Solar | 2016.9 | 2025.7 | 8.75
174 | FL | Solar | 2016.9 | 2024.2 | 7.33
190A | FL | Solar | 2017.4 | 2023.2 | 5.83
194 | FL | Solar | 2017.6 | 2021.8 | 4.17
195 | FL | Solar | 2017.7 | 2024.4 | 6.75
199 | FL | Solar | 2017.7 | 2022.7 | 5
210 | FL | Solar | 2017.9 | 2023.2 | 5.33
235 | FL | Solar | 2018.5 | 2024.8 | 6.33
240 | FL | Solar | 2018.8 | 2023.2 | 4.5
242 | FL | Solar | 2018.8 | 2022.4 | 3.58
243 | FL | Solar | 2018.8 | 2022.2 | 3.42
253 | FL | Solar | 2019.3 | 2022.6 | 3.25
277 | FL | Solar | 2020.2 | 2022.9 | 2.75
281 | FL | Solar | 2020.2 | 2023.2 | 3
282 | FL | Solar | 2020.2 | 2022.3 | 2.08
285 | FL | Solar | 2020.2 | 2024.2 | 3.92
288 | FL | Solar | 2020.8 | 2024.2 | 3.42
295 | FL | Solar | 2021.7 | 2024.6 | 2.92
306 | FL | Solar | 2022.2 | 2025.5 | 3.25
318 | FL | Battery | 2022.9 | 2024.9 | 2
321 | FL | Solar | 2022.9 | 2025.9 | 3
330 | FL | Gas | 2023.5 | 2024.5 | 1
334 | FL | Gas | 2023.5 | 2024.5 | 1
345 | FL | Gas | 2024 | 2025.7 | 1.67
16227 | SC | Solar | 2017.6 | 2023.9 | 6.33
18124 | NC | Battery | 2017.8 | 2023.2 | 5.42
24751 | NC | Nuclear | 2017.3 | 2019.9 | 2.58
63790 | NC | Gas | 2020 | 2022.9 | 2.92
64646 | NC | Gas | 2020 | 2022.9 | 2.92
64734 | NC | Gas | 2020 | 2023.9 | 3.92
64750 | NC | Gas | 2020 | 2023.9 | 3.92
64758 | NC | Gas | 2020 | 2023.9 | 3.92
8597 | NC | Gas | 2015.9 | 2019.9 | 4
8598 | NC | Gas | 2015.9 | 2019.9 | 4
203 | FL | Solar | 2016.7 | 2021.3 | 4.67
206 | FL | Solar | 2016.7 | 2022 | 5.33
243 | FL | Gas | 2017.2 | 2022.4 | 5.25
248A | FL | Solar | 2017.2 | 2021.9 | 4.67
253A | FL | Solar | 2017.3 | 2021.9 | 4.58
255 | FL | Solar | 2017.4 | 2022 | 4.58
256 | FL | Solar | 2017.4 | 2020.9 | 3.5
262 | FL | Solar | 2017.4 | 2021.1 | 3.67
263 | FL | Solar | 2017.4 | 2025 | 7.58
264 | FL | Solar | 2017.4 | 2023 | 5.58
265 | FL | Solar | 2017.4 | 2024.8 | 7.42
266 | FL | Solar | 2017.4 | 2020.9 | 3.5
267 | FL | Solar | 2017.4 | 2024 | 6.58
269 | FL | Solar | 2017.4 | 2021.2 | 3.83
270 | FL | Solar | 2017.4 | 2024 | 6.58
273 | FL | Solar | 2017.4 | 2025 | 7.58
275 | FL | Solar | 2017.4 | 2023 | 5.58
277 | FL | Solar | 2017.4 | 2022 | 4.58
278 | FL | Solar | 2017.4 | 2024.2 | 6.75
279 | FL | Solar | 2017.4 | 2024 | 6.58
281 | FL | Solar | 2017.4 | 2021.4 | 4
282 | FL | Solar | 2017.4 | 2023 | 5.58
285 | FL | Solar | 2017.4 | 2022 | 4.58
286 | FL | Solar | 2017.4 | 2021.3 | 3.92
288 | FL | Solar | 2017.4 | 2021.2 | 3.75
291 | FL | Solar | 2017.4 | 2021.2 | 3.75
292 | FL | Solar | 2017.4 | 2021.1 | 3.67
293 | FL | Solar | 2017.4 | 2025 | 7.58
294 | FL | Solar | 2017.4 | 2024 | 6.58
297 | FL | Solar | 2017.4 | 2024 | 6.58
300 | FL | Solar | 2017.4 | 2020.9 | 3.5
301 | FL | Solar | 2017.4 | 2020.9 | 3.5
302 | FL | Solar | 2017.4 | 2021.2 | 3.75
303 | FL | Solar | 2017.4 | 2025 | 7.58
315 | FL | Solar | 2017.6 | 2023 | 5.42
316 | FL | Solar | 2017.6 | 2024 | 6.42
328A | FL | Solar | 2017.8 | 2024 | 6.25
328B | FL | Solar | 2017.9 | 2023.2 | 5.33
334 | FL | Solar | 2018.1 | 2023 | 4.92
336A | FL | Solar | 2018.2 | 2024.2 | 6
337 | FL | Solar | 2018.2 | 2024 | 5.83
338 | FL | Solar | 2018.2 | 2024.8 | 6.67
348A | FL | Solar | 2018.4 | 2023 | 4.58
348B | FL | Solar | 2018.4 | 2023.1 | 4.67
350 | FL | Solar | 2018.4 | 2023.4 | 5
351 | FL | Solar | 2018.4 | 2024.8 | 6.42
352 | FL | Solar | 2018.4 | 2022 | 3.58
355 | FL | Solar | 2018.5 | 2024 | 5.5
356 | FL | Solar | 2018.5 | 2025 | 6.5
360A | FL | Solar | 2018.8 | 2023 | 4.25
361 | FL | Solar | 2018.9 | 2022 | 3.08
362 | FL | Solar | 2018.9 | 2024.2 | 5.25
364 | FL | Solar | 2018.9 | 2021.3 | 2.42
365 | FL | Solar | 2018.9 | 2024.2 | 5.25
366 | FL | Gas | 2019.1 | 2022.4 | 3.33
366A | FL | Solar | 2019.1 | 2025 | 5.92
366B | FL | Solar | 2019.1 | 2023.1 | 4
366E | FL | Solar | 2019.3 | 2023 | 3.67
367A | FL | Solar | 2019.4 | 2023.1 | 3.67
369 | FL | Solar | 2019.4 | 2024 | 4.58
369B | FL | Gas | 2019.5 | 2021.9 | 2.42
369C | FL | Solar | 2019.7 | 2024.2 | 4.5
370 | FL | Solar | 2019.7 | 2024.9 | 5.25
371 | FL | Battery | 2019.8 | 2021.8 | 2.08
374 | FL | Solar | 2019.8 | 2024.2 | 4.33
375 | FL | Solar | 2019.8 | 2024.8 | 5
377 | FL | Solar | 2019.8 | 2024.2 | 4.33
378 | FL | Solar | 2019.8 | 2025 | 5.17
378A | FL | Solar | 2019.9 | 2023 | 3.08
378B | FL | Solar | 2020.1 | 2023 | 2.92
378D | FL | Solar | 2020.1 | 2024.2 | 4.08
378G | FL | Solar | 2020.1 | 2024.2 | 4.08
379 | FL | Battery | 2020.1 | 2021.8 | 1.75
380 | FL | Battery | 2020.1 | 2021.8 | 1.75
380A | FL | Solar | 2020.1 | 2025 | 4.92
380B | FL | Solar | 2020.1 | 2024.8 | 4.75
380C | FL | Solar | 2020.1 | 2023.2 | 3.17
381 | FL | Solar | 2020.2 | 2024 | 3.75
399 | FL | Solar | 2020.5 | 2024 | 3.5
400 | FL | Solar | 2020.5 | 2025 | 4.5
401 | FL | Solar | 2020.5 | 2024.8 | 4.33
402 | FL | Solar | 2020.5 | 2024.8 | 4.33
403 | FL | Solar | 2020.5 | 2025 | 4.5
409 | FL | Solar | 2020.5 | 2025 | 4.5
416 | FL | Gas | 2020.7 | 2024.3 | 3.67
418 | FL | Gas | 2020.7 | 2025.2 | 4.5
419A | FL | Solar | 2021 | 2023.2 | 2.25
422 | FL | Solar | 2021.3 | 2025 | 3.67
424C | FL | Solar | 2021.6 | 2024.9 | 3.33
426 | FL | Solar | 2022.1 | 2025 | 2.92
467 | FL | Solar | 2022.3 | 2024.9 | 2.58
502 | ID | Solar | 2015.6 | 2022.9 | 7.33
503 | ID | Solar | 2015.6 | 2022.9 | 7.33
513 | ID | Solar | 2016.2 | 2022.9 | 6.75
514 | ID | Solar | 2016.2 | 2022.9 | 6.75
517 | ID | Solar | 2016.5 | 2022.9 | 6.42
523 | ID | Solar | 2017.3 | 2022.9 | 5.58
532 | OR | Solar | 2018.3 | 2023.8 | 5.5
548 | ID | Hydro | 2019.1 | 2023.8 | 4.67
549 | ID | Solar+Battery | 2019.2 | 2024.3 | 5.17
557 | ID | Solar+Battery | 2019.2 | 2023.4 | 4.17
567 | ID | Solar | 2019.7 | 2025.2 | 5.5
576 | ID | Other | 2020 | 2024 | 4
610 | ID | Gas | 2021.4 | 2022.8 | 1.42
619 | ID | Battery | 2021.8 | 2023.5 | 1.75
621 | ID | Gas | 2021.8 | 2023.8 | 2.08
629 | ID | Battery | 2021.9 | 2025.2 | 3.25
651 | ID | Hydro | 2022.2 | 2022.5 | 0.25
657 | ID | Battery | 2022.3 | 2025.4 | 3.08
702 | ID | Gas | 2023.1 | 2023.4 | 0.33
Q40 | CA | Solar | 2012.8 | 2024.6 | 11.75
G359R | ND | Wind | 2015.8 | 2020.1 | 4.25
G736 | SD | Wind | 2007.1 | 2019.9 | 12.83
G934 | MI | Wind | 2012 | 2020.9 | 8.92
J041 | IA | Wind | 2009.2 | 2019.7 | 10.42
J1000 | WI | Solar | 2018.2 | 2023.2 | 5
J1002 | WI | Solar | 2018.2 | 2023 | 4.83
J1003 | WI | Solar | 2018.2 | 2023.4 | 5.25
J1022 | IL | Wind | 2018.2 | 2022.3 | 4.17
J1030 | TX | Solar | 2018.2 | 2023 | 4.83
J1050 | IA | Wind | 2018.2 | 2022.5 | 4.33
J1055 | IL | Wind | 2018.2 | 2020.8 | 2.58
J1142 | LA | Solar | 2018.2 | 2020.5 | 2.33
J1146 | AR | Coal | 2018.2 | 2020.8 | 2.58
J1153 | WI | Solar | 2018.2 | 2022.4 | 4.25
J1181 | IA | Wind | 2018.2 | 2022.8 | 4.58
J1182 | MO | Solar | 2018.2 | 2024.8 | 6.67
J1183 | MI | Solar | 2018.2 | 2019.8 | 1.58
J1188 | WI | Solar | 2018.2 | 2022.4 | 4.25
J1194 | MI | Wind | 2019.2 | 2021.8 | 2.58
J1205 | LA | Solar | 2019.2 | 2023.7 | 4.42
J1249 | MS | Gas | 2019.2 | 2022.5 | 3.25
J1295 | IN | Solar | 2019.2 | 2023.9 | 4.67
J1304 | WI | Solar | 2019.2 | 2023.6 | 4.33
J1305 | WI | Solar | 2019.2 | 2023.3 | 4.08
J1319 | MI | Wind | 2019.2 | 2022.6 | 3.33
J1333 | IN | Solar+Battery | 2019.2 | 2024.4 | 5.17
J1334 | IN | Solar+Battery | 2019.2 | 2024.4 | 5.17
J1335 | IN | Solar+Battery | 2019.2 | 2024.4 | 5.17
J1347 | MS | Solar | 2019.2 | 2023.4 | 4.17
J1368 | LA | Solar | 2019.2 | 2023.4 | 4.17
J1372 | LA | Solar | 2019.2 | 2023.4 | 4.17
J1373 | AR | Solar | 2019.2 | 2023.2 | 3.92
J1396 | IN | Solar | 2019.2 | 2024.6 | 5.33
J1401 | MI | Solar | 2019.2 | 2024.2 | 5
J1425 | AR | Gas | 2019.2 | 2022.3 | 3.08
J1434 | AR | Solar | 2019.2 | 2024.2 | 5
J1436 | LA | Solar | 2019.2 | 2023.5 | 4.25
J1453 | IL | Wind | 2019.2 | 2022.3 | 3.08
J1454 | IL | Wind | 2019.2 | 2021.6 | 2.33
J1464 | IL | Solar | 2019.2 | 2024.2 | 4.92
J1734 | IA | Solar | 2020.4 | 2024.4 | 4
J1832 | LA | Solar | 2020.4 | 2024.5 | 4.08
J302 | ND | Wind | 2013.8 | 2019.8 | 6
J329 | IA | Hydro | 2014.2 | 2019.3 | 5.08
J382 | WI | Gas | 2014.5 | 2020.3 | 5.83
J396 | LA | Gas | 2014.7 | 2019.7 | 5
J412 | IA | Wind | 2014.8 | 2019.8 | 4.92
J432 | SD | Wind | 2014.9 | 2019.7 | 4.75
J436 | SD | Wind | 2015.2 | 2020.5 | 5.33
J437 | SD | Wind | 2015.2 | 2020.5 | 5.33
J442 | SD | Wind | 2015.2 | 2019.8 | 4.5
J453 | IN | Solar | 2015.3 | 2019.4 | 4.08
J456 | IL | Wind | 2015.3 | 2019.9 | 4.58
J460 | MN | Wind | 2015.3 | 2019.7 | 4.33
J468 | IL | Wind | 2015.4 | 2019.3 | 3.92
J472 | TX | Gas | 2015.7 | 2020.5 | 4.83
J481 | LA | Gas | 2015.7 | 2019.5 | 3.83
J484 | LA | Gas | 2015.7 | 2019.5 | 3.83
J488 | SD | Wind | 2015.8 | 2020.4 | 4.58
J493 | MN | Wind | 2015.8 | 2020.2 | 4.42
J495 | IA | Wind | 2015.8 | 2019.7 | 3.83
J503 | ND | Wind | 2015.8 | 2019.8 | 4
J505 | WI | Solar | 2015.8 | 2021 | 5.17
J506 | IA | Wind | 2015.8 | 2019.7 | 3.83
J512 | MN | Wind | 2015.8 | 2020.4 | 4.58
J513 | IN | Wind | 2015.8 | 2020.6 | 4.75
J515 | IN | Wind | 2015.8 | 2019.2 | 3.42
J526 | SD | Wind | 2015.8 | 2020.4 | 4.58
J527 | IA | Wind | 2015.8 | 2020.8 | 4.92
J530 | IA | Wind | 2015.8 | 2020.8 | 4.92
J533 | MI | Wind | 2015.8 | 2019.8 | 3.92
J534 | IA | Wind | 2015.8 | 2020.2 | 4.42
J535 | IA | Wind | 2015.8 | 2020.2 | 4.42
J538 | MI | Wind | 2015.8 | 2020.8 | 4.92
J541 | MO | Wind | 2016 | 2020.2 | 4.25
J545 | MN | Wind | 2017.4 | 2022.9 | 5.5
J583 | IA | Wind | 2016.3 | 2021.9 | 5.58
J587 | MN | Wind | 2016.3 | 2020.7 | 4.33
J590 | IA | Wind | 2016.3 | 2019.8 | 3.42
J611 | MO | Wind | 2016.3 | 2020.8 | 4.42
J620 | AR | Solar | 2016.3 | 2019.9 | 3.58
J663 | AR | Solar | 2017.4 | 2022.3 | 4.92
J679 | MS | Solar | 2016.5 | 2021.2 | 4.75
J683 | LA | Solar | 2016.5 | 2020 | 3.5
J697 | LA | Solar | 2017.4 | 2022.8 | 5.33
J715 | IL | Wind | 2017.4 | 2021.3 | 3.92
J717 | MI | Wind | 2016.7 | 2020.4 | 3.75
J728 | MI | Wind | 2016.8 | 2020.4 | 3.58
J748 | IA | Wind | 2016.8 | 2021.8 | 4.92
J752 | MI | Wind | 2016.8 | 2019.8 | 2.92
J756 | IL | Wind | 2016.8 | 2020.2 | 3.42
J757 | IL | Wind | 2016.8 | 2021.8 | 4.92
J758 | MI | Solar | 2016.8 | 2022.2 | 5.42
J759 | IN | Solar | 2016.8 | 2020.5 | 3.67
J760 | WI | Gas | 2016.8 | 2019.2 | 2.42
J793 | MI | Gas | 2017.4 | 2021.3 | 3.92
J796 | MI | Solar | 2017.4 | 2020.8 | 3.42
J806 | MI | Solar | 2017.4 | 2021.4 | 4
J808 | IL | Solar | 2017.4 | 2020.5 | 3.08
J811 | IL | Solar | 2017.4 | 2021.3 | 3.92
J817 | MO | Solar | 2017.4 | 2021.8 | 4.33
J826 | IL | Wind | 2017.4 | 2021.3 | 3.92
J830 | MS | Solar | 2017.4 | 2021.8 | 4.42
J831 | WI | Gas | 2017.4 | 2019.8 | 2.33
J834 | AR | Solar | 2017.4 | 2021.8 | 4.42
J836 | IA | Wind | 2017.4 | 2022.7 | 5.25
J837 | IN | Wind | 2017.4 | 2021.6 | 4.17
J838 | IN | Wind | 2017.4 | 2021.6 | 4.17
J845 | IL | Wind | 2017.4 | 2021.4 | 4
J850 | WI | Solar | 2017.4 | 2022.7 | 5.25
J853 | IL | Solar | 2017.4 | 2021.3 | 3.92
J864 | WI | Solar | 2017.4 | 2022.7 | 5.25
J870 | WI | Solar | 2017.4 | 2020.6 | 3.17
J886 | WI | Solar | 2017.4 | 2020.6 | 3.17
J888 | MS | Gas | 2017.4 | 2019.5 | 2.08
J893 | AR | Solar | 2017.4 | 2021.6 | 4.17
J907 | AR | Solar | 2017.4 | 2022.4 | 5
J913 | IN | Solar | 2017.4 | 2022.6 | 5.17
J928 | MI | Wind | 2017.4 | 2019.8 | 2.33
J944 | MO | Solar | 2017.4 | 2022.8 | 5.33
J947 | WI | Solar | 2017.4 | 2023.5 | 6.08
J949 | IL | Solar | 2017.4 | 2020.8 | 3.33
J968 | IN | Wind | 2018.2 | 2023.2 | 5.08
234 | MT | Wind | 2015.9 | 2022.7 | 6.75
303 | MT | Solar | 2016.8 | 2021.9 | 5.08
317 | MT | Wind | 2017.4 | 2019.9 | 2.5
341 | MT | Solar+Battery | 2018.4 | 2020.9 | 2.5
363 | MT | Hydro | 2019.3 | 2021.2 | 1.83
364 | SD | Gas | 2019.3 | 2021.9 | 2.58
371 | MT | Hydro | 2019.9 | 2021.9 | 2
398 | MT | Hydro | 2020.8 | 2021.2 | 0.42
402 | MT | Hydro | 2021 | 2021.8 | 0.75
410 | MT | Wind | 2021.3 | 2021.6 | 0.25
411 | SD | Solar | 2021.3 | 2021.9 | 0.58
414 | SD | Gas | 2021.6 | 2021.9 | 0.33
443 | MT | Battery | 2023.5 | 2024.6 | 1.08
444 | MT | Solar | 2023.5 | 2024 | 0.5
387 | NY | Wind | 2012.5 | 2020.3 | 7.83
395 | NY | Wind | 2012.8 | 2019.2 | 6.33
396 | NY | Wind | 2012.8 | 2022.9 | 10.08
403 | NY | Gas+Oil | 2013.3 | 2019.2 | 5.83
421 | NY | Wind | 2013.8 | 2021.6 | 7.75
422 | NY | Wind | 2013.8 | 2021.2 | 7.33
444 | NY | Gas | 2014.4 | 2019.5 | 5.08
461 | NY | Gas | 2014.9 | 2019.9 | 5
462 | NY | Gas | 2014.9 | 2019.9 | 5
467 | NY | Solar | 2014.9 | 2019.5 | 4.58
477 | NY | Solar | 2015.1 | 2019.3 | 4.25
510 | NJ | Gas+Oil | 2015.6 | 2019.9 | 4.33
513 | NY | Battery | 2015.7 | 2021.9 | 6.25
531 | NY | Wind | 2016 | 2023.5 | 7.5
546 | NY | Wind | 2016.3 | 2022 | 5.67
579 | NY | Wind | 2016.7 | 2023.9 | 7.25
678 | NY | Solar | 2017.8 | 2022.7 | 4.92
682 | NY | Solar | 2018 | 2022.8 | 4.83
696 | NY | Hydro | 2018.2 | 2019.3 | 1.17
701 | NY | Battery | 2018.2 | 2019.9 | 1.75
730 | NY | Solar | 2018.4 | 2022.8 | 4.42
731 | NY | Solar | 2018.4 | 2021.9 | 3.5
735 | NY | Solar | 2018.4 | 2023.8 | 5.42
748 | NY | Solar | 2018.6 | 2022.9 | 4.33
759 | NY | Battery | 2018.7 | 2022 | 3.33
768 | NY | Solar | 2018.8 | 2022.8 | 4.08
769 | NY | Battery | 2018.8 | 2023.7 | 4.92
775 | NY | Solar | 2018.8 | 2022.7 | 3.92
201703 | FL | Solar | 2017.9 | 2020.4 | 2.5
201704 | FL | Solar | 2017.9 | 2020.4 | 2.5
201902 | FL | Coal | 2019.3 | 2020.3 | 1
AA1-018 | IL | Wind | 2014.4 | 2020 | 5.58
AA1-044 | PA | Gas | 2014.6 | 2019.8 | 5.17
AA1-065 | NC | Solar | 2014.7 | 2019 | 4.33
AA1-076 | PA | Gas | 2014.8 | 2019.7 | 4.92
AA1-077 | PA | Gas | 2014.8 | 2019 | 4.25
AA1-095 | MD | Solar | 2014.8 | 2020.3 | 5.58
AA1-123 | OH | Gas | 2014.8 | 2021.4 | 6.67
AA1-146 | IL | Gas | 2014.8 | 2023.3 | 8.5
AA2-030 | IL | Gas | 2014.9 | 2023.3 | 8.42
AA2-048 | NJ | Battery | 2015.1 | 2023.2 | 8.08
AA2-053 | NC | Solar | 2015.1 | 2019.5 | 4.42
AA2-057 | NC | Solar | 2015.1 | 2019.8 | 4.75
AA2-060 | NJ | Battery | 2015.1 | 2023.6 | 8.5
AA2-061 | NJ | Battery | 2015.1 | 2023.6 | 8.5
AA2-082 | NJ | Battery | 2015.2 | 2019 | 3.83
AA2-115 | PA | Gas | 2015.2 | 2019.1 | 3.83
AA2-116 | MI | Gas | 2015.2 | 2021.9 | 6.67
AA2-133 | PA | Gas | 2015.2 | 2019.1 | 3.83
AA2-165 | NC | Solar | 2015.2 | 2019.8 | 4.58
AA2-173 | PA | Gas | 2015.2 | 2021.2 | 6
AA2-174 | NC | Solar | 2015.2 | 2019.5 | 4.25
AA2-178 | NC | Solar | 2015.2 | 2020.9 | 5.67
AA2-184 | NJ | Solar | 2015.2 | 2019.9 | 4.67
AB1-001 | NJ | Solar | 2015.3 | 2020.7 | 5.33
AB1-014 | OH | Solar | 2015.4 | 2020.9 | 5.5
AB1-027 | VA | Solar | 2015.5 | 2020.7 | 5.17
AB1-033 | PA | Diesel | 2015.6 | 2020.7 | 5.08
AB1-081 | NC | Solar | 2015.7 | 2020.9 | 5.25
AB1-096 | MD | Solar | 2015.8 | 2022.2 | 6.5
AB1-112 | PA | Gas | 2015.8 | 2021.2 | 5.5
AB1-122 | IL | Gas | 2015.8 | 2023.4 | 7.67
AB1-124 | MD | Solar | 2015.8 | 2025.8 | 10
AB1-125 | MD | Solar | 2015.8 | 2025.6 | 9.83
AB1-127 | PA | Solar | 2015.8 | 2020.6 | 4.83
AB1-128 | PA | Solar | 2015.8 | 2020.7 | 4.92
AB1-132 | NC | Solar | 2015.8 | 2024.6 | 8.75
AB1-138 | NJ | Solar | 2015.8 | 2020.2 | 4.42
AB1-141 | MD | Solar | 2015.8 | 2022.8 | 7
AB1-142 | MD | Solar | 2015.8 | 2022.8 | 7
AB1-150 | WV | Wind | 2015.8 | 2020.2 | 4.42
AB1-160 | PA | Wind | 2015.8 | 2019.8 | 4.08
AB1-163 | NJ | Solar | 2015.8 | 2021.8 | 6.08
AB1-173 | VA | Solar | 2015.8 | 2022.7 | 6.92
AB1-173A | VA | Solar | 2015.8 | 2022.7 | 6.92
AB2-022 | NC | Solar | 2016.1 | 2021.8 | 5.67
AB2-031 | VA | Solar | 2016.1 | 2022.7 | 6.58
AB2-032 | MD | Solar | 2016.1 | 2022.8 | 6.67
AB2-040 | VA | Solar | 2016.2 | 2024.9 | 8.75
AB2-043 | VA | Solar | 2016.1 | 2021.2 | 5.17
AB2-047 | IL | Wind | 2016.1 | 2020.8 | 4.67
AB2-049 | NJ | Solar | 2016.2 | 2022.2 | 6.08
AB2-059 | NC | Solar | 2016.2 | 2020.8 | 4.58
AB2-060 | VA | Solar | 2016.2 | 2020.5 | 4.33
AB2-067 | OH | Gas | 2016.2 | 2023.2 | 7.08
AB2-070 | IL | Wind | 2016.2 | 2023.3 | 7.17
AB2-077 | VA | Solar | 2016.2 | 2024.4 | 8.17
AB2-078 | VA | Solar | 2016.2 | 2024.4 | 8.17
AB2-079 | VA | Solar | 2016.2 | 2024.4 | 8.17
AB2-093 | OH | Gas | 2016.2 | 2021.4 | 5.17
AB2-097 | MD | Solar | 2016.2 | 2020.8 | 4.5
AB2-099 | NC | Solar | 2016.2 | 2023.5 | 7.25
AB2-100 | VA | Solar | 2016.2 | 2021 | 4.75
AB2-112 | PA | Gas | 2016.2 | 2019.1 | 2.83
AB2-134 | VA | Solar | 2016.2 | 2019.8 | 3.58
AB2-135 | MD | Solar | 2016.2 | 2025.4 | 9.17
AB2-153 | MD | Solar | 2016.2 | 2022.8 | 6.5
AB2-157 | MD | Solar | 2016.2 | 2019.9 | 3.67
AB2-158 | VA | Solar | 2016.2 | 2021.4 | 5.17
AB2-161 | VA | Solar | 2016.3 | 2024.2 | 7.83
AB2-169 | NC | Solar | 2016.2 | 2019.8 | 3.58
AB2-170 | OH | Solar | 2016.2 | 2020.8 | 4.5
AB2-172 | MD | Solar | 2016.2 | 2024.1 | 7.83
AB2-174 | VA | Solar | 2016.2 | 2020.9 | 4.67
AB2-179 | DE | Solar | 2016.2 | 2022.9 | 6.67
AB2-190 | VA | Solar | 2016.2 | 2022 | 5.75
AB2-191 | IL | Wind | 2016.2 | 2019.1 | 2.83
AC1-001 | OH | Solar | 2016.3 | 2023.6 | 7.25
AC1-008 | MD | Nuclear | 2016.4 | 2023.1 | 6.67
AC1-017 | NJ | Solar | 2016.5 | 2020.3 | 3.83
AC1-025 | PA | Battery | 2016.5 | 2019.1 | 2.58
AC1-033 | IL | Wind | 2016.6 | 2024 | 7.42
AC1-036 | VA | Solar | 2016.6 | 2020.9 | 4.33
AC1-042 | VA | Solar | 2016.7 | 2023.1 | 6.42
AC1-044 | OH | Gas | 2016.6 | 2022.9 | 6.33
AC1-053 | IL | Wind | 2016.7 | 2025.8 | 9.17
AC1-054 | NC | Solar | 2016.6 | 2021.8 | 5.17
AC1-068 | OH | Solar | 2016.7 | 2025 | 8.33
AC1-069 | OH | Solar | 2016.7 | 2025 | 8.33
AC1-074 | KY | Solar | 2016.7 | 2025.7 | 9
AC1-075 | VA | Solar | 2016.7 | 2021.2 | 4.58
AC1-076 | VA | Solar | 2016.8 | 2024.7 | 7.92
AC1-078 | OH | Solar | 2016.8 | 2023.5 | 6.75
AC1-080 | VA | Solar | 2016.7 | 2021.2 | 4.58
AC1-083 | VA | Solar | 2016.7 | 2022.7 | 6
AC1-085 | OH | Solar | 2016.8 | 2024.6 | 7.83
AC1-087 | PA | Solar | 2016.8 | 2020 | 3.25
AC1-089 | OH | Solar | 2016.8 | 2024.7 | 7.92
AC1-098 | NC | Solar | 2016.8 | 2025.8 | 9.08
AC1-099 | NC | Solar | 2016.8 | 2025.8 | 9.08
AC1-105 | VA | Solar | 2016.8 | 2022.9 | 6.17
AC1-108 | PA | Gas | 2016.8 | 2019.7 | 2.92
AC1-109 | IL | Gas | 2016.8 | 2020.6 | 3.83
AC1-110 | IL | Gas | 2016.8 | 2023.2 | 6.5
AC1-111 | IL | Gas | 2016.8 | 2020.6 | 3.83
AC1-113 | IL | Gas | 2016.8 | 2021.4 | 4.67
AC1-114 | IL | Gas | 2016.8 | 2021.6 | 4.83
AC1-122 | VA | Solar | 2016.8 | 2020.8 | 4
AC1-123 | VA | Solar | 2016.8 | 2020.8 | 4
AC1-141 | MI | Gas | 2016.8 | 2021.9 | 5.17
AC1-142A | IL | Gas | 2016.8 | 2020.9 | 4.17
AC1-145 | VA | Solar | 2016.8 | 2021.8 | 5
AC1-147 | VA | Solar | 2016.8 | 2022.2 | 5.42
AC1-152 | IN | Gas | 2016.8 | 2019.8 | 3.08
AC1-158 | VA | Solar | 2016.8 | 2020.7 | 3.92
AC1-161 | VA | Solar | 2016.8 | 2024.9 | 8.08
AC1-165 | OH | Solar | 2016.8 | 2025 | 8.17
AC1-166 | OH | Solar | 2016.8 | 2025 | 8.17
AC1-172 | IN | Gas | 2016.8 | 2019.8 | 3.08
AC1-173 | OH | Wind | 2016.8 | 2020.2 | 3.42
AC1-174 | IN | Solar | 2016.8 | 2021.7 | 4.92
AC1-175 | IN | Solar | 2016.8 | 2021.7 | 4.92
AC1-182 | OH | Coal | 2016.8 | 2019 | 2.25
AC1-204 | IL | Gas | 2016.8 | 2022.3 | 5.58
AC1-207 | NJ | Solar | 2016.8 | 2020.4 | 3.67
AC1-214 | IL | Wind | 2016.8 | 2020.8 | 4.08
AC1-216 | VA | Solar | 2016.8 | 2020.8 | 4
AC1-221 | VA | Solar | 2016.8 | 2025 | 8.17
AC1-222 | VA | Solar | 2016.8 | 2024.1 | 7.25
AC2-012 | VA | Solar | 2016.9 | 2023.9 | 7
AC2-016 | OH | Gas | 2017 | 2020.1 | 3.08
AC2-017 | MD | Nuclear | 2017 | 2023.1 | 6.08
AC2-059 | OH | Solar | 2017.1 | 2022.9 | 5.83
AC2-060 | OH | Solar | 2017.1 | 2025.1 | 8
AC2-061 | OH | Solar | 2017.1 | 2025.4 | 8.33
AC2-066 | OH | Solar | 2017.1 | 2020.9 | 3.83
AC2-075 | KY | Solar | 2017.1 | 2025.7 | 8.58
AC2-084 | NC | Solar | 2017.2 | 2025.8 | 8.67
AC2-088 | OH | Solar | 2017.2 | 2023.9 | 6.75
AC2-090 | IN | Solar | 2017.2 | 2024.9 | 7.75
AC2-092 | PA | Gas | 2017.2 | 2023 | 5.83
AC2-100 | VA | Solar | 2017.2 | 2023.6 | 6.42
AC2-115 | IL | Gas | 2017.2 | 2021.6 | 4.42
AC2-116 | IL | Gas | 2017.2 | 2021.6 | 4.42
AC2-117 | IL | Gas | 2017.2 | 2023.8 | 6.67
AC2-120 | MD | Solar | 2017.2 | 2023.4 | 6.25
AC2-123 | VA | Solar | 2017.2 | 2025.2 | 8.08
AC2-125 | VA | Gas | 2017.2 | 2019.3 | 2.17
AC2-126 | VA | Gas | 2017.2 | 2019.3 | 2.17
AC2-137 | VA | Solar | 2017.2 | 2020.9 | 3.75
AC2-138 | VA | Solar | 2017.2 | 2020.9 | 3.75
AC2-142 | PA | Gas | 2017.2 | 2021.2 | 4.08
AC2-168 | PA | Solar | 2017.2 | 2023.4 | 6.25
AC2-175 | NJ | Solar | 2017.2 | 2021.8 | 4.67
AC2-176 | IN | Wind | 2017.2 | 2020.7 | 3.5
AD1-017 | VA | Solar | 2017.3 | 2022.7 | 5.33
AD1-020 | PA | Solar | 2017.4 | 2024.2 | 6.75
AD1-033 | VA | Solar | 2017.5 | 2021.8 | 4.33
AD1-037 | PA | Gas | 2017.5 | 2019.5 | 2
AD1-041 | VA | Solar | 2017.6 | 2024.6 | 7
AD1-052 | OH | Gas | 2017.6 | 2021.1 | 3.5
AD1-054 | NJ | Solar | 2017.6 | 2019.9 | 2.33
AD1-055 | VA | Solar | 2017.6 | 2024.1 | 6.5
AD1-058 | VA | Solar | 2017.6 | 2025 | 7.42
AD1-060 | PA | Solar | 2017.6 | 2020.9 | 3.33
AD1-061 | PA | Solar | 2017.6 | 2022.3 | 4.75
AD1-067 | IL | Wind | 2017.6 | 2020.8 | 3.17
AD1-072 | OH | Solar | 2017.6 | 2022.9 | 5.33
AD1-073 | OH | Solar | 2017.7 | 2025.1 | 7.42
AD1-081 | OH | Solar | 2017.7 | 2023.5 | 5.83
AD1-082 | VA | Solar | 2017.7 | 2024.2 | 6.5
AD1-087 | VA | Solar | 2017.7 | 2024.2 | 6.58
AD1-097 | PA | Gas | 2017.7 | 2020.4 | 2.75
AD1-101 | OH | Solar | 2017.7 | 2023.8 | 6.17
AD1-114 | MD | Gas | 2017.7 | 2019.2 | 1.5
AD1-118 | OH | Gas | 2017.7 | 2022.6 | 4.92
AD1-119 | OH | Solar | 2017.7 | 2024.7 | 7
AD1-130 | OH | Solar | 2017.8 | 2024.9 | 7.17
AD1-131 | VA | Solar | 2017.7 | 2023.6 | 5.92
AD1-135 | PA | Solar | 2017.7 | 2023.4 | 5.75
AD1-136 | OH | Solar | 2017.7 | 2023.9 | 6.25
AD1-144 | VA | Solar | 2017.7 | 2020.4 | 2.75
AD1-152 | VA | Solar | 2017.8 | 2023.6 | 5.83
AD1-155 | VA | Solar | 2017.8 | 2024.8 | 7
AD2-001 | WV | Gas | 2017.8 | 2020.8 | 3
AD2-009 | PA | Solar | 2017.8 | 2024.2 | 6.42
AD2-016 | OH | Solar | 2017.8 | 2022.9 | 5.08
AD2-021 | VA | Solar | 2017.8 | 2020.9 | 3.08
AD2-027 | NJ | Solar | 2017.9 | 2019.2 | 1.25
AD2-030 | VA | Solar | 2017.9 | 2019.2 | 1.25
AD2-031 | OH | Solar | 2017.9 | 2025.4 | 7.5
AD2-035 | PA | Gas | 2018 | 2019.9 | 1.92
AD2-042 | NJ | Solar | 2018 | 2019.8 | 1.75
AD2-044 | VA | Solar | 2018 | 2020.9 | 2.92
AD2-058 | MD | Solar | 2018.1 | 2024 | 5.92
AD2-065 | NJ | Solar | 2018.1 | 2023.2 | 5.08
AD2-070 | NJ | Solar | 2018.2 | 2019.7 | 1.5
AD2-073 | VA | Solar | 2018.2 | 2021.7 | 3.5
AD2-079 | IN | Solar | 2018.2 | 2021.2 | 3
AD2-086 | OH | Solar | 2018.2 | 2025.1 | 6.92
AD2-097 | VA | Gas | 2018.2 | 2019.8 | 1.58
AD2-110 | PA | Gas | 2018.2 | 2020.7 | 2.5
AD2-112 | PA | Gas | 2018.2 | 2023.8 | 5.67
AD2-113 | PA | Gas | 2018.2 | 2022.2 | 4.08
AD2-115 | PA | Solar | 2018.2 | 2023.9 | 5.75
AD2-116 | PA | Solar | 2018.2 | 2024.2 | 6
AD2-133 | PA | Wind | 2018.2 | 2023.7 | 5.5
AD2-160 | NC | Solar | 2018.2 | 2023.5 | 5.33
AD2-163 | OH | Solar | 2018.2 | 2024 | 5.83
AD2-166 | PA | Gas | 2018.2 | 2022.2 | 4.08
AD2-172 | IL | Solar | 2018.2 | 2023.8 | 5.67
AD2-180 | WV | Wind | 2018.2 | 2021.8 | 3.58
AD2-189 | OH | Gas | 2018.2 | 2023.1 | 4.92
AD2-202 | VA | Solar | 2018.2 | 2024.2 | 6.08
AD2-205 | VA | Battery | 2018.2 | 2019 | 0.75
AD2-213 | NJ | Battery | 2018.2 | 2024.1 | 5.83
AE1-001 | MD | Nuclear | 2018.2 | 2023.1 | 4.83
AE1-021 | OH | Coal | 2018.3 | 2021.4 | 3.08
AE1-035 | NC | Solar | 2018.4 | 2020.1 | 1.67
AE1-039 | MI | Other | 2018.4 | 2019.8 | 1.33
AE1-040 | OH | Solar | 2018.4 | 2025 | 6.58
AE1-041 | NJ | Solar+Battery | 2018.4 | 2019.9 | 1.5
AE1-050 | OH | Coal | 2018.5 | 2025.3 | 6.83
AE1-060 | NJ | Battery | 2018.5 | 2023.4 | 4.92
AE1-071 | PA | Solar | 2018.5 | 2025.1 | 6.58
AE1-075 | VA | Solar | 2018.6 | 2025 | 6.42
AE1-081 | NJ | Solar | 2018.6 | 2020.7 | 2.08
AE1-086 | WV | Wind | 2018.6 | 2020.2 | 1.58
AE1-090 | OH | Solar | 2018.7 | 2025.1 | 6.42
AE1-100 | VA | Solar | 2018.7 | 2024.1 | 5.42
AE1-101 | PA | Solar | 2018.7 | 2024.4 | 5.75
AE1-109 | WV | Solar | 2018.7 | 2024.5 | 5.83
AE1-123 | PA | Gas | 2018.7 | 2023.8 | 5.17
AE1-134 | IL | Gas | 2018.7 | 2023.3 | 4.67
AE1-142 | NJ | Solar | 2018.7 | 2021.2 | 2.5
AE1-155 | VA | Solar | 2018.7 | 2024.9 | 6.25
AE1-156 | NJ | Solar | 2018.7 | 2025.5 | 6.83
AE1-162 | VA | Solar | 2018.7 | 2023.6 | 4.92
AE1-175 | VA | Solar | 2018.7 | 2022.3 | 3.67
AE1-176 | VA | Hydro | 2018.7 | 2020.3 | 1.67
AE1-178 | VA | Gas | 2018.7 | 2021.3 | 2.67
AE1-185 | PA | Solar | 2018.7 | 2024.6 | 5.92
AE1-190 | VA | Solar | 2018.7 | 2025.9 | 7.25
AE1-191 | VA | Solar | 2018.7 | 2025.9 | 7.25
AE1-196 | PA | Solar | 2018.7 | 2024.2 | 5.58
AE2-010 | PA | Gas | 2018.8 | 2020.6 | 1.83
AE2-035 | IL | Solar | 2019 | 2023.8 | 4.83
AE2-042 | PA | Solar | 2019 | 2025.6 | 6.58
AE2-054 | PA | Solar | 2019.1 | 2025 | 5.92
AE2-059 | PA | Solar | 2019.1 | 2024.6 | 5.5
AE2-060 | PA | Solar | 2019.1 | 2023.9 | 4.83
AE2-062 | IL | Battery | 2019.1 | 2021.2 | 2.17
AE2-064 | NJ | Solar | 2019.1 | 2023.9 | 4.83
AE2-065 | NJ | Solar | 2019.1 | 2020.7 | 1.58
AE2-071 | KY | Solar | 2019.1 | 2024.4 | 5.33
AE2-072 | OH | Solar | 2019.1 | 2025.2 | 6.17
AE2-114 | PA | Solar | 2019.2 | 2023.8 | 4.67
AE2-115 | PA | Solar | 2019.2 | 2023.8 | 4.67
AE2-125 | PA | Solar | 2019.2 | 2024.9 | 5.75
AE2-126 | PA | Solar | 2019.2 | 2023.2 | 4
AE2-129 | PA | Solar | 2019.2 | 2023 | 3.83
AE2-133 | PA | Solar | 2019.2 | 2024.3 | 5.17
AE2-148 | OH | Solar | 2019.1 | 2024.8 | 5.75
AE2-155 | VA | Solar | 2019.2 | 2020.7 | 1.5
AE2-176 | OH | Solar | 2019.2 | 2025.6 | 6.42
AE2-181 | OH | Solar | 2019.2 | 2025.9 | 6.75
AE2-183 | VA | Gas | 2019.2 | 2023.6 | 4.42
AE2-184 | VA | Gas | 2019.2 | 2020.6 | 1.42
AE2-206 | OH | Solar | 2019.2 | 2025.1 | 5.92
AE2-224 | PA | Solar | 2019.2 | 2023.8 | 4.67
AE2-230 | VA | Solar | 2019.2 | 2024.9 | 5.75
AE2-253 | NC | Solar | 2019.2 | 2023.5 | 4.33
AE2-254 | KY | Solar | 2019.2 | 2022.8 | 3.58
AE2-272 | NJ | Solar | 2019.2 | 2019.7 | 0.5
AE2-282 | OH | Solar | 2019.2 | 2024 | 4.83
AE2-297 | IN | Solar | 2019.2 | 2022.9 | 3.75
AE2-309 | MD | Solar | 2019.2 | 2024.2 | 4.92
AE2-315 | OH | Gas | 2019.2 | 2022.2 | 3.08
AE2-346 | NC | Solar | 2019.2 | 2023.5 | 4.33
AF1-006 | PA | Solar | 2019.2 | 2025 | 5.75
AF1-019 | NJ | Battery | 2019.2 | 2024.9 | 5.67
AF1-021 | PA | Solar | 2019.2 | 2024.8 | 5.5
AF1-022 | PA | Solar | 2019.2 | 2024.9 | 5.67
AF1-032 | VA | Solar | 2019.3 | 2023 | 3.67
AF1-039 | PA | Solar | 2019.4 | 2024.9 | 5.5
AF1-041 | NJ | Solar | 2019.4 | 2020.3 | 0.92
AF1-051 | OH | Coal | 2019.5 | 2025.3 | 5.83
AF1-058 | VA | Solar | 2019.6 | 2023.2 | 3.58
AF1-078 | OH | Solar | 2019.6 | 2025.1 | 5.5
AF1-120 | OH | Solar | 2019.6 | 2024 | 4.42
AF1-150 | PA | Gas | 2019.7 | 2021.8 | 2.08
AF1-158 | IN | Solar | 2019.7 | 2025.6 | 5.92
AF1-177 | PA | Gas | 2019.7 | 2020.5 | 0.83
AF1-178 | PA | Oil | 2019.7 | 2020.5 | 0.83
AF1-179 | PA | Oil | 2019.7 | 2020.5 | 0.83
AF1-180 | PA | Oil | 2019.7 | 2020.5 | 0.83
AF1-181 | PA | Gas | 2019.7 | 2020.5 | 0.83
AF1-182 | PA | Gas | 2019.7 | 2020.5 | 0.83
AF1-183 | PA | Gas | 2019.7 | 2020.5 | 0.83
AF1-184 | PA | Oil | 2019.7 | 2020.5 | 0.83
AF1-185 | NJ | Gas | 2019.7 | 2020.2 | 0.5
AF1-186 | PA | Gas | 2019.7 | 2020.5 | 0.83
AF1-187 | PA | Gas | 2019.7 | 2020.5 | 0.83
AF1-188 | PA | Oil | 2019.7 | 2020.5 | 0.83
AF1-189 | OH | Oil | 2019.7 | 2020.5 | 0.83
AF1-190 | PA | Gas | 2019.7 | 2020.5 | 0.83
AF1-191 | PA | Gas | 2019.7 | 2020.5 | 0.83
AF1-192 | PA | Gas | 2019.7 | 2020.5 | 0.83
AF1-193 | PA | Gas | 2019.7 | 2020.5 | 0.83
AF1-194 | PA | Oil | 2019.7 | 2020.5 | 0.83
AF1-198 | PA | Gas | 2019.7 | 2020.5 | 0.83
AF1-199 | OH | Oil | 2019.7 | 2020.5 | 0.83
AF1-203 | KY | Solar | 2019.7 | 2024.4 | 4.75
AF1-215 | IN | Solar | 2019.7 | 2024.8 | 5.17
AF1-227 | OH | Solar | 2019.7 | 2024.8 | 5.17
AF1-249 | OH | Solar | 2019.8 | 2024.9 | 5.17
AF1-290 | WV | Solar | 2019.8 | 2024.2 | 4.42
AF1-291A | VA | Solar | 2019.8 | 2024.9 | 5.17
AF1-299 | MD | Solar | 2019.7 | 2025.3 | 5.67
AF1-300 | MD | Solar | 2019.7 | 2025.3 | 5.67
AF2-043 | VA | Solar | 2019.9 | 2023.4 | 3.5
AF2-054 | VA | Solar | 2020 | 2025.2 | 5.25
AF2-075 | VA | Solar | 2020.1 | 2024.9 | 4.83
AF2-077 | VA | Solar | 2020.1 | 2024.4 | 4.33
AF2-085 | VA | Battery | 2020.1 | 2023.8 | 3.75
AF2-103 | OH | Solar+Battery | 2020.2 | 2021.4 | 1.25
AF2-130 | PA | Solar | 2020.2 | 2025.3 | 5.17
AF2-134 | IN | Solar | 2020.2 | 2024.8 | 4.58
AF2-138 | NJ | Solar | 2020.2 | 2023.2 | 3
AF2-139 | NJ | Solar | 2020.2 | 2022.5 | 2.33
AF2-144 | VA | Solar+Battery | 2020.2 | 2023.4 | 3.25
AF2-154 | MD | Gas | 2020.2 | 2023.3 | 3.17
AF2-156 | MD | Gas | 2020.2 | 2023.3 | 3.17
AF2-165 | PA | Solar | 2020.2 | 2025.5 | 5.33
AF2-168 | NJ | Solar+Gas | 2020.2 | 2022.2 | 2
AF2-247 | NJ | Solar | 2020.2 | 2022.2 | 2
AF2-250 | MD | Solar | 2020.2 | 2022.8 | 2.58
AF2-395 | OH | Gas | 2020.2 | 2023.1 | 2.92
AF2-436 | PA | Gas | 2020.2 | 2021.2 | 1
AF2-437 | PA | Gas | 2020.2 | 2021 | 0.83
AG1-044 | IL | Battery | 2020.5 | 2021.9 | 1.42
AG1-063 | MD | Battery | 2020.5 | 2024.7 | 4.17
AG1-145 | VA | Solar | 2020.7 | 2023.8 | 3.17
AG1-148 | NJ | Gas | 2020.7 | 2024.2 | 3.5
AG1-348 | NJ | Solar | 2020.8 | 2025.2 | 4.5
AG1-360 | MD | Solar | 2020.8 | 2024.8 | 4
AG1-386 | PA | Solar | 2020.8 | 2025.5 | 4.75
AG2-050 | MD | Battery | 2020.8 | 2023.3 | 2.5
O29 | IL | Wind | 2005.3 | 2019.8 | 14.5
S14 | MD | Wind | 2007.2 | 2025.3 | 18.17
U2-072 | OH | Wind | 2008.5 | 2020.9 | 12.42
V3-007 | IN | Wind | 2009.6 | 2021 | 11.42
V3-028 | OH | Solar | 2009.6 | 2020.7 | 11.08
W1-045 | PA | Solar | 2010.2 | 2019.9 | 9.75
W3-044 | NJ | Solar | 2010.6 | 2019.4 | 8.83
W3-077 | NJ | Solar | 2010.7 | 2020 | 9.33
W4-073 | NJ | Solar | 2011 | 2020 | 9
X3-008 | MD | Solar | 2011.6 | 2021.2 | 9.67
X4-046 | DC | Gas | 2012 | 2019.1 | 7.08
Y2-042 | PA | Gas | 2012.5 | 2019.8 | 7.33
Y3-025 | WV | Other | 2013 | 2019.3 | 6.33
Y3-103 | PA | Gas | 2013.2 | 2021.4 | 8.17
Z1-036 | NC | Wind | 2013.5 | 2024.9 | 11.42
Z1-068 | VA | Offshore Wind | 2013.8 | 2020.7 | 6.92
Z1-069 | PA | Wind | 2013.8 | 2019.8 | 6.08
Z2-076 | MD | Solar | 2014.2 | 2019.3 | 5.08
Z2-077 | MD | Solar | 2014.2 | 2019.2 | 4.92
Z2-087 | IL | Wind | 2014.2 | 2019.9 | 5.67
Z2-104 | PA | Gas | 2014.2 | 2019.8 | 5.58
46 | WA | Wind | 2016 | 2019.6 | 3.58
Q21 | AZ | Solar | 2016 | 2021.9 | 5.92
Q23 | AZ | Solar+Battery | 2016.4 | 2023.7 | 7.25
Q46 | AZ | Battery | 2018.6 | 2021.3 | 2.75
Q55 | AZ | Solar+Battery | 2019 | 2023.4 | 4.42
IC-1114 | AL | Gas | 2023 | 2025.1 | 2.08
IC-1177 | GA | Gas | 2023.7 | 2024.4 | 0.75
IC-236 | GA | Nuclear | 2010.2 | 2024.2 | 14.08
IC-469 | GA | Solar | 2016.5 | 2024.8 | 8.33
IC-730 | GA | Solar | 2018.6 | 2024.8 | 6.25
IC-732 | GA | Solar | 2018.6 | 2024.8 | 6.25
IC-733 | AL | Solar | 2018.7 | 2023.8 | 5.17
IC-742 | GA | Solar | 2018.8 | 2024.8 | 6.08
IC-743 | GA | Solar | 2018.8 | 2024.2 | 5.42
IC-760 | GA | Solar | 2018.9 | 2024.2 | 5.25
IC-803 | GA | Solar | 2019.6 | 2024.3 | 4.75
IC-859 | GA | Battery | 2020.2 | 2024.8 | 4.5
IC-882 | GA | Solar | 2020.5 | 2024.3 | 3.83
IC-892 | GA | Other | 2020.5 | 2024.8 | 4.33
GEN-2006-044 | TX | Wind | 2006.9 | 2022.9 | 16
GEN-2010-005 | KS | Wind | 2010.2 | 2021.9 | 11.75
GEN-2010-014 | TX | Wind | 2010.2 | 2022.9 | 12.75
GEN-2011-022 | TX | Wind | 2011.2 | 2022.7 | 11.5
GEN-2012-020 | TX | Wind | 2012.7 | 2019.4 | 6.75
GEN-2013-016 | TX | Gas | 2013.2 | 2019.8 | 6.58
GEN-2014-001 | KS | Wind | 2014 | 2023.6 | 9.58
GEN-2014-001IS | SD | Wind | 2015.8 | 2020.7 | 4.83
GEN-2014-035 | NM | Solar | 2014.7 | 2023.2 | 8.58
GEN-2015-007 | NE | Wind | 2015.2 | 2019.9 | 4.75
GEN-2015-013 | OK | Solar | 2015.2 | 2024.3 | 9.17
GEN-2015-016 | KS | Wind | 2015.2 | 2019.7 | 4.5
GEN-2015-021 | KS | Solar | 2015.2 | 2020.2 | 5
GEN-2015-023 | NE | Wind | 2015.2 | 2022.8 | 7.67
GEN-2015-034 | OK | Wind | 2015.6 | 2020.9 | 5.33
GEN-2015-036 | OK | Wind | 2015.7 | 2020.9 | 5.25
GEN-2015-041 | TX | Gas | 2015.7 | 2019.8 | 4.08
GEN-2015-045 | OK | Battery | 2015.8 | 2020.1 | 4.33
GEN-2015-046 | ND | Wind | 2015.8 | 2021.3 | 5.58
GEN-2015-048 | OK | Wind | 2015.8 | 2021.2 | 5.5
GEN-2015-052 | KS | Wind | 2015.8 | 2025.1 | 9.33
GEN-2015-062 | OK | Wind | 2015.8 | 2024.6 | 8.83
GEN-2015-064 | KS | Wind | 2015.8 | 2020.2 | 4.42
GEN-2015-065 | KS | Wind | 2015.8 | 2019.5 | 3.75
GEN-2015-073 | KS | Wind | 2015.7 | 2019.9 | 4.25
GEN-2015-082 | OK | Wind | 2015.7 | 2020.8 | 5.17
GEN-2015-088 | NE | Wind | 2015.7 | 2020.9 | 5.25
GEN-2015-089 | SD | Wind | 2015.8 | 2020.2 | 4.5
GEN-2016-003 | OK | Wind | 2016.2 | 2022.9 | 6.75
GEN-2016-009 | OK | Gas | 2016.2 | 2020.8 | 4.67
GEN-2016-013 | MO | Gas | 2016.2 | 2020.2 | 4.08
GEN-2016-014 | MO | Gas | 2016.2 | 2020.2 | 4.08
GEN-2016-017 | SD | Wind | 2016.2 | 2020.8 | 4.67
GEN-2016-020 | OK | Wind | 2016.2 | 2020.9 | 4.67
GEN-2016-021 | NE | Wind | 2016.2 | 2022.2 | 6
GEN-2016-022 | OK | Wind | 2016.2 | 2020.9 | 4.75
GEN-2016-028 | OK | Wind | 2016.2 | 2019.9 | 3.75
GEN-2016-032 | OK | Wind | 2016.2 | 2024.2 | 8.08
GEN-2016-037 | OK | Wind | 2016.2 | 2023.2 | 7
GEN-2016-043 | NE | Wind | 2016.2 | 2020.4 | 4.25
GEN-2016-045 | OK | Wind | 2016.2 | 2022.2 | 6
GEN-2016-046 | KS | Wind | 2016.2 | 2021.9 | 5.75
GEN-2016-050 | NE | Wind | 2016.2 | 2021.9 | 5.75
GEN-2016-051 | OK | Wind | 2016.2 | 2020.9 | 4.75
GEN-2016-057 | OK | Wind | 2016.2 | 2022.2 | 6
GEN-2016-061 | OK | Wind | 2016.2 | 2020.8 | 4.67
GEN-2016-067 | KS | Wind | 2016.2 | 2019.5 | 3.33
GEN-2016-068 | OK | Wind | 2016.2 | 2020.9 | 4.75
GEN-2016-070 | TX | Wind | 2016.2 | 2020.9 | 4.75
GEN-2016-091 | OK | Wind | 2016.8 | 2022 | 5.25
GEN-2016-094 | SD | Wind | 2016.8 | 2024 | 7.25
GEN-2016-095 | OK | Wind | 2020.9 | 2024.2 | 3.33
GEN-2016-097 | OK | Wind | 2016.8 | 2024 | 7.25
GEN-2016-115 | MO | Wind | 2016.8 | 2021.2 | 4.33
GEN-2016-118 | OK | Wind | 2016.8 | 2021.7 | 4.83
GEN-2016-123 | NM | Wind | 2016.8 | 2020.9 | 4.08
GEN-2016-124 | NM | Wind | 2016.8 | 2020.9 | 4.08
GEN-2016-125 | NM | Wind | 2016.8 | 2020.9 | 4.08
GEN-2016-126 | OK | Wind | 2016.8 | 2021.8 | 5
GEN-2016-130 | ND | Wind | 2016.8 | 2024.9 | 8.08
GEN-2016-131 | OK | Wind | 2016.8 | 2021.8 | 4.92
GEN-2016-132 | OK | Wind | 2016.8 | 2020.4 | 3.58
GEN-2016-149 | KS | Wind | 2016.8 | 2023.9 | 7.08
GEN-2016-150 | KS | Wind | 2016.8 | 2023.9 | 7.08
GEN-2016-151 | ND | Wind | 2016.8 | 2020.9 | 4.08
GEN-2016-153 | KS | Wind | 2016.8 | 2025.4 | 8.58
GEN-2016-174 | KS | Wind | 2016.8 | 2020.8 | 4
GEN-2016-176 | KS | Wind | 2016.9 | 2021.9 | 5
GEN-2016-177 | TX | Gas | 2017 | 2021.5 | 4.5
GEN-2017-005 | KS | Wind | 2017.2 | 2021.9 | 4.67
GEN-2017-009 | KS | Wind | 2017.2 | 2021.3 | 4.08
GEN-2017-010 | ND | Wind | 2017.2 | 2025.9 | 8.67
GEN-2017-027 | OK | Wind | 2017.3 | 2021.9 | 4.58
GEN-2017-033 | TX | Wind | 2017.3 | 2024.9 | 7.58
GEN-2017-036 | OK | Solar | 2017.3 | 2025.1 | 7.75
GEN-2017-047 | OK | Wind | 2017.3 | 2024.9 | 7.58
GEN-2017-060 | MO | Wind | 2017.3 | 2021.2 | 3.92
GEN-2017-082 | MO | Wind | 2017.3 | 2020.9 | 3.58
GEN-2017-094 | SD | Wind | 2017.3 | 2023.8 | 6.5
GEN-2017-097 | SD | Solar | 2017.3 | 2024.4 | 7.08
GEN-2019-018 | KS | Gas | 2019.2 | 2021.4 | 2.17
GEN-2020-002 | NE | Solar | 2020.2 | 2024.3 | 4.08
GEN-2020-014 | ND | Gas | 2020.2 | 2021.8 | 1.5
GEN-2020-025 | NE | Gas | 2020.2 | 2025.4 | 5.17
GEN-2020-028 | NE | Gas | 2020.2 | 2025.4 | 5.17
GEN-2020-043 | NE | Gas | 2020.2 | 2025.8 | 5.58
GEN-2020-044 | NE | Gas | 2020.2 | 2025.8 | 5.58
GEN-2020-045 | NE | Gas | 2020.2 | 2025.8 | 5.58
GEN-2021-SR9 | MO | Solar | 2021.6 | 2023 | 1.42
GEN-2023-GR3 | NM | Wind | 2023.4 | 2024.9 | 1.5
GEN-2023-SR13 | OK | Battery | 2023 | 2025.2 | 2.25
GEN-2023-SR18 | OK | Battery | 2023.4 | 2025.2 | 1.83
GI-TC-2021-04 | CO | Solar | 2021.2 | 2024.7 | 3.5
GI-TC-2021-05 | NM | Solar | 2021.2 | 2023.8 | 2.67
GI-TC-2021-06 | CO | Wind | 2021.2 | 2021.8 | 0.58
GI-TC-2021-07 | CO | Solar | 2021.2 | 2024.3 | 3.17
TI-17-0224 | CO | Wind | 2017.1 | 2020.7 | 3.58
TI-18-0809 | CO | Solar | 2018.6 | 2024.4 | 5.83
TI-18-0827 | CO | Wind | 2018.6 | 2022.4 | 3.83
11INR0062 | TX | Wind | 2009.2 | 2021.4 | 12.17
12INR0055 | TX | Wind | 2010.7 | 2019.6 | 8.92
12INR0060 | TX | Wind | 2010.9 | 2020.2 | 9.33
13INR0026 | TX | Wind | 2010.5 | 2019.5 | 9
14INR0009 | TX | Wind | 2011 | 2021.2 | 10.25
14INR0033 | TX | Wind | 2012.5 | 2024.2 | 11.75
14INR0044 | TX | Solar | 2013 | 2019.9 | 6.92
14INR0045 | TX | Wind | 2013 | 2019.8 | 6.83
15INR0034 | TX | Wind | 2013.1 | 2022.3 | 9.25
15INR0044 | TX | Solar | 2013.7 | 2021.8 | 8.08
15INR0059 | TX | Solar | 2013.8 | 2023.2 | 9.33
15INR0090 | TX | Solar+Battery | 2015.2 | 2021.6 | 6.33
16INR0003 | TX | Gas | 2011.9 | 2019.9 | 8
16INR0019 | TX | Solar | 2013.8 | 2019.8 | 6
16INR0054 | TX | Gas | 2015.2 | 2022.8 | 7.58
16INR0062b | TX | Wind | 2014.7 | 2019.3 | 4.67
16INR0076 | TX | Gas | 2015 | 2020.5 | 5.5
16INR0086 | TX | Wind | 2015.1 | 2022.4 | 7.33
16INR0111 | TX | Wind | 2015.3 | 2021.9 | 6.58
17INR0005 | TX | Wind | 2013.7 | 2019.1 | 5.42
17INR0020a | TX | Solar | 2014.8 | 2021.8 | 7
17INR0020b | TX | Solar | 2014.8 | 2021.8 | 7
17INR0025 | TX | Wind | 2015.2 | 2022.6 | 7.42
17INR0031 | TX | Wind | 2015.3 | 2021.4 | 6.08
17INR0035 | TX | Wind | 2015.8 | 2023.5 | 7.75
17INR0037 | TX | Wind | 2016.2 | 2020.8 | 4.67
17INR0045 | TX | Gas | 2016.2 | 2019.4 | 3.17
17INR0061 | TX | Wind | 2017.6 | 2025.9 | 8.33
18INR0014 | TX | Wind | 2015.8 | 2019.8 | 4.08
18INR0016 | TX | Wind | 2015.8 | 2021.3 | 5.5
18INR0018 | TX | Wind | 2015.8 | 2020.4 | 4.58
18INR0025 | TX | Wind | 2016.2 | 2019.2 | 3
18INR0033 | TX | Wind | 2016.5 | 2021.8 | 5.25
18INR0035 | TX | Gas | 2016.6 | 2020.1 | 3.5
18INR0038 | TX | Wind | 2016.8 | 2021.7 | 4.92
18INR0039 | TX | Solar | 2016.8 | 2020.6 | 3.83
18INR0043 | TX | Wind+Battery | 2016.8 | 2024.2 | 7.5
18INR0045 | TX | Solar | 2016.8 | 2021.9 | 5.17
18INR0050 | TX | Solar | 2016.8 | 2023.8 | 6.92
18INR0053 | TX | Solar | 2016.9 | 2023.8 | 6.83
18INR0055 | TX | Solar | 2016.9 | 2021.9 | 5
18INR0059 | TX | Wind | 2017 | 2021.4 | 4.42
18INR0060 | TX | Solar | 2017.1 | 2022.3 | 5.25
18INR0062 | TX | Solar | 2017.1 | 2021.8 | 4.67
18INR0067 | TX | Wind | 2017.5 | 2019.3 | 1.83
18INR0070 | TX | Wind+Battery | 2017.8 | 2020.2 | 2.42
18INR0076 | TX | Gas | 2018.2 | 2022.6 | 4.33
18INR0077 | TX | Gas | 2018.2 | 2022.4 | 4.17
18INR0078 | TX | Wind | 2018.3 | 2020.2 | 1.92
19INR0001 | TX | Solar | 2015.8 | 2024.2 | 8.42
19INR0009 | TX | Solar | 2016.5 | 2020 | 3.5
19INR0014 | TX | Gas | 2016.7 | 2023 | 6.33
19INR0019 | TX | Wind | 2016.8 | 2019.9 | 3.17
19INR0029 | TX | Solar | 2017 | 2019.8 | 2.83
19INR0034 | TX | Solar | 2017.1 | 2021.1 | 4
19INR0038 | TX | Wind | 2017.2 | 2021.5 | 4.33
19INR0044 | TX | Solar | 2017.2 | 2021.8 | 4.58
19INR0045 | TX | Solar | 2017.2 | 2022.8 | 5.58
19INR0051 | TX | Wind | 2017.2 | 2021.3 | 4.08
19INR0052 | TX | Wind | 2017.2 | 2022.9 | 5.67
19INR0053 | TX | Wind | 2017.2 | 2021.5 | 4.25
19INR0056 | TX | Gas | 2017.2 | 2022.4 | 5.17
19INR0057 | TX | Gas | 2017.2 | 2022 | 4.75
19INR0073 | TX | Solar | 2017.3 | 2023.7 | 6.33
19INR0074 | TX | Wind | 2017.3 | 2019.8 | 2.5
19INR0081 | TX | Solar | 2017.4 | 2022 | 4.58
19INR0083 | TX | Solar | 2017.3 | 2020.5 | 3.17
19INR0088 | TX | Solar | 2017.3 | 2021.9 | 4.58
19INR0091 | TX | Solar | 2017.4 | 2021.7 | 4.25
19INR0092 | TX | Solar | 2017.4 | 2020.4 | 3
19INR0102 | TX | Solar | 2017.5 | 2019.9 | 2.42
19INR0112 | TX | Wind | 2017.7 | 2022 | 4.33
19INR0114 | TX | Solar | 2017.6 | 2020.8 | 3.17
19INR0117 | TX | Wind+Battery | 2017.7 | 2024.2 | 6.58
19INR0121 | TX | Solar | 2017.6 | 2021.8 | 4.17
19INR0128 | TX | Wind | 2017.7 | 2022.7 | 5
19INR0131 | TX | Solar | 2017.7 | 2023.5 | 5.83
19INR0145 | TX | Wind | 2018.5 | 2023 | 4.5
19INR0151 | TX | Solar | 2017.9 | 2021.6 | 3.67
19INR0155 | TX | Solar+Battery | 2017.9 | 2025.9 | 8
19INR0156 | TX | Wind | 2017.9 | 2021.4 | 3.5
19INR0163 | TX | Wind | 2016.2 | 2022.3 | 6.17
19INR0169 | TX | Solar | 2018.2 | 2024.2 | 6.08
19INR0176 | TX | Other | 2018.3 | 2022.7 | 4.33
19INR0177 | TX | Wind | 2018.3 | 2024.2 | 5.83
19INR0182 | TX | Wind+Battery | 2018.4 | 2019.8 | 1.42
19INR0184 | TX | Solar | 2018.5 | 2021.1 | 2.58
19INR0185 | TX | Solar | 2018.5 | 2020.4 | 1.92
19INR0203 | TX | Solar | 2018.8 | 2024.2 | 5.33
19INR0204 | TX | Coal | 2019 | 2019.4 | 0.42
19INR0205 | TX | Gas | 2019.1 | 2019.8 | 0.75
19INR0206 | TX | Gas | 2019.3 | 2019.4 | 0.08
20INR0011 | TX | Wind | 2017.4 | 2019.5 | 2.08
20INR0026 | TX | Solar | 2017.6 | 2024.2 | 6.67
20INR0031 | TX | Solar | 2017.8 | 2020.9 | 3.17
20INR0032 | TX | Solar | 2017.8 | 2021.8 | 4.08
20INR0037 | TX | Solar | 2017.8 | 2021.6 | 3.75
20INR0040 | TX | Wind | 2017.9 | 2024.9 | 7
20INR0042 | TX | Wind | 2017.9 | 2021.4 | 3.5
20INR0045 | TX | Wind | 2018 | 2022.2 | 4.17
20INR0046 | TX | Wind | 2018 | 2022.2 | 4.17
20INR0052 | TX | Wind | 2018.2 | 2021.8 | 3.58
20INR0054 | TX | Solar | 2018.1 | 2021.4 | 3.33
20INR0068 | TX | Wind | 2018.2 | 2023.3 | 5.08
20INR0074 | TX | Solar | 2018.2 | 2023.8 | 5.58
20INR0080 | TX | Solar+Battery | 2018.3 | 2024.5 | 6.17
20INR0081 | TX | Solar | 2018.2 | 2022.9 | 4.67
20INR0082 | TX | Solar | 2018.2 | 2022.9 | 4.67
20INR0088 | TX | Wind | 2018.3 | 2021.8 | 3.42
20INR0089 | TX | Other | 2018.3 | 2021.8 | 3.42
20INR0098 | TX | Solar | 2018.4 | 2023 | 4.58
20INR0101 | TX | Solar | 2018.4 | 2022.8 | 4.42
20INR0120 | TX | Wind | 2018.4 | 2024.2 | 5.83
20INR0130 | TX | Solar | 2018.8 | 2025.5 | 6.75
20INR0142 | TX | Wind | 2018.6 | 2022 | 3.42
20INR0164 | TX | Solar | 2018.6 | 2023.6 | 5
20INR0204 | TX | Solar | 2018.8 | 2021.2 | 2.5
20INR0206 | TX | Gas | 2018.8 | 2021.2 | 2.42
20INR0208 | TX | Solar | 2018.8 | 2025.5 | 6.67
20INR0210 | TX | Solar | 2018.8 | 2024.3 | 5.5
20INR0214 | TX | Solar | 2018.8 | 2022.7 | 3.83
20INR0219 | TX | Solar | 2018.9 | 2021.7 | 2.75
20INR0220 | TX | Other | 2018.9 | 2021.5 | 2.58
20INR0221 | TX | Gas | 2018.9 | 2022.3 | 3.42
20INR0230 | TX | Solar | 2018.9 | 2024.5 | 5.58
20INR0231 | TX | Gas | 2019 | 2021.8 | 2.75
20INR0249 | TX | Wind | 2019 | 2024.2 | 5.17
20INR0250 | TX | Wind | 2019.1 | 2023.8 | 4.67
20INR0256 | TX | Wind | 2019.3 | 2023 | 3.67
20INR0261 | TX | Solar | 2019.2 | 2020.9 | 1.75
20INR0262 | TX | Wind | 2019.2 | 2021.5 | 2.33
20INR0268 | TX | Other | 2019.4 | 2023.5 | 4.08
20INR0269 | TX | Solar | 2019.4 | 2023.8 | 4.42
20INR0272 | TX | Gas | 2019.3 | 2020.4 | 1.08
20INR0276 | TX | Other | 2019.3 | 2021.8 | 2.42
20INR0280 | TX | Other | 2019.4 | 2023.4 | 4
20INR0281 | TX | Other | 2019.4 | 2023.5 | 4.08
20INR0282 | TX | Gas | 2019.4 | 2022.8 | 3.33
20INR0287 | TX | Nuclear | 2019.5 | 2021.2 | 1.75
20INR0290 | TX | Other | 2019.8 | 2023.5 | 3.75
20INR0291 | TX | Other | 2019.8 | 2023.2 | 3.5
20INR0293 | TX | Other | 2019.8 | 2023.5 | 3.75
20INR0294 | TX | Other | 2019.7 | 2021.8 | 2.08
20INR0296 | TX | Wind | 2019.8 | 2022.8 | 3
20INR0298 | TX | Solar | 2019.9 | 2020.6 | 0.67
20INR0305 | TX | Wind | 2020.2 | 2021.3 | 1.17
21INR0019 | TX | Solar | 2018.3 | 2024.2 | 5.92
21INR0026 | TX | Solar | 2018.6 | 2021.3 | 2.75
21INR0027 | TX | Other | 2018.3 | 2024.2 | 5.92
21INR0205 | TX | Solar+Battery | 2018.7 | 2023.3 | 4.67
21INR0213 | TX | Solar | 2018.8 | 2023 | 4.17
21INR0229 | TX | Solar | 2018.8 | 2021.7 | 2.83
21INR0233 | TX | Solar | 2018.9 | 2023.5 | 4.58
21INR0244 | TX | Other | 2018.9 | 2023.2 | 4.25
21INR0257 | TX | Solar+Battery | 2019.1 | 2023.8 | 4.67
21INR0261 | TX | Solar | 2019.2 | 2024.2 | 5
21INR0276 | TX | Solar | 2019.2 | 2022.2 | 3
21INR0281 | TX | Other | 2019.2 | 2022.8 | 3.5
21INR0302 | TX | Solar | 2019.9 | 2024.6 | 4.67
21INR0303 | TX | Solar | 2020 | 2024.3 | 4.33
21INR0304 | TX | Solar | 2020 | 2024.6 | 4.58
21INR0323 | TX | Solar | 2019.3 | 2024 | 4.67
21INR0325 | TX | Wind | 2019.3 | 2023.8 | 4.5
21INR0328 | TX | Gas | 2019.3 | 2021.3 | 2
21INR0351 | TX | Solar | 2019.2 | 2025 | 5.75
21INR0353 | TX | Solar+Battery | 2019.4 | 2025.2 | 5.83
21INR0357 | TX | Other | 2019.4 | 2023.3 | 3.92
21INR0364 | TX | Other | 2019.4 | 2021.4 | 2
21INR0365 | TX | Other | 2019.3 | 2021.8 | 2.42
21INR0375 | TX | Solar+Battery | 2019.5 | 2023.8 | 4.25
21INR0379 | TX | Solar | 2019.5 | 2025 | 5.5
21INR0384 | TX | Solar | 2019.5 | 2023.3 | 3.83
21INR0387 | TX | Wind | 2019.6 | 2024.2 | 4.67
21INR0389 | TX | Solar | 2019.5 | 2023.8 | 4.33
21INR0393 | TX | Solar+Battery | 2019.5 | 2025.2 | 5.75
21INR0395 | TX | Solar | 2019.5 | 2024.6 | 5.08
21INR0401 | TX | Wind | 2019.5 | 2022.9 | 3.42
21INR0424 | TX | Solar | 2019.8 | 2024.9 | 5.17
21INR0431 | TX | Solar | 2019.6 | 2024 | 4.42
21INR0434 | TX | Solar | 2019.7 | 2024.1 | 4.42
21INR0442 | TX | Battery | 2019.8 | 2025.1 | 5.25
21INR0443 | TX | Battery | 2019.8 | 2025.9 | 6.17
21INR0449 | TX | Wind | 2019.8 | 2022 | 2.17
21INR0450 | TX | Battery | 2019.8 | 2025.2 | 5.5
21INR0458 | TX | Solar | 2020 | 2025 | 5
21INR0459 | TX | Other | 2019.8 | 2022.5 | 2.67
21INR0460 | TX | Other | 2019.9 | 2022.4 | 2.5
21INR0467 | TX | Wind | 2019.9 | 2024.2 | 4.33
21INR0473 | TX | Other | 2019.9 | 2023.7 | 3.75
21INR0474 | TX | Other | 2019.9 | 2023.8 | 3.83
21INR0476 | TX | Other | 2019.9 | 2022.3 | 2.42
21INR0477 | TX | Solar | 2019.9 | 2021.8 | 1.92
21INR0479 | TX | Other | 2019.8 | 2022.9 | 3.08
21INR0484 | TX | Other | 2020 | 2024.2 | 4.17
21INR0493 | TX | Solar | 2020 | 2023.8 | 3.75
21INR0496 | TX | Other | 2020.2 | 2022.2 | 2
21INR0497 | TX | Other | 2020.2 | 2022.6 | 2.42
21INR0501 | TX | Solar | 2020.2 | 2021.6 | 1.42
21INR0510 | TX | Other | 2020.4 | 2022.3 | 1.92
21INR0511 | TX | Wind | 2020.4 | 2023.8 | 3.33
21INR0512 | TX | Gas | 2020.7 | 2023.3 | 2.67
21INR0515 | TX | Wind | 2020.5 | 2024.2 | 3.75
21INR0517 | TX | Battery | 2020.5 | 2025.5 | 5
21INR0521 | TX | Wind | 2020.7 | 2022.7 | 2
21INR0522 | TX | Other | 2020.8 | 2023.2 | 2.42
21INR0539 | TX | Wind | 2021.2 | 2024.2 | 3
21INR0541 | TX | Gas | 2021.2 | 2022.6 | 1.33
22INR0223 | TX | Solar | 2019.5 | 2023.8 | 4.33
22INR0242 | TX | Solar | 2020.1 | 2023.8 | 3.75
22INR0254 | TX | Solar | 2019.8 | 2024.2 | 4.5
22INR0260 | TX | Other | 2019.9 | 2024.6 | 4.67
22INR0280 | TX | Other | 2019.9 | 2023.5 | 3.58
22INR0283 | TX | Solar+Battery | 2020 | 2024.8 | 4.83
22INR0295 | TX | Solar | 2020.4 | 2023.8 | 3.42
22INR0302 | TX | Other | 2020.2 | 2023.8 | 3.67
22INR0322 | TX | Other | 2020.2 | 2024.5 | 4.25
22INR0325 | TX | Other | 2020.2 | 2024.3 | 4.08
22INR0326 | TX | Wind | 2020.4 | 2023.8 | 3.42
22INR0327 | TX | Other | 2020.3 | 2024.4 | 4.08
22INR0328 | TX | Other | 2020.4 | 2024.3 | 3.92
22INR0335 | TX | Solar | 2020.2 | 2025.5 | 5.25
22INR0336 | TX | Other | 2020.2 | 2024.9 | 4.67
22INR0338 | TX | Other | 2020.3 | 2024.3 | 4
22INR0349 | TX | Battery | 2020.4 | 2025.1 | 4.67
22INR0352 | TX | Solar | 2020.3 | 2024.2 | 3.92
22INR0353 | TX | Battery | 2020.4 | 2025.2 | 4.83
22INR0354 | TX | Solar | 2020.6 | 2025.5 | 4.92
22INR0356 | TX | Solar | 2020.4 | 2024.9 | 4.5
22INR0359 | TX | Solar | 2020.4 | 2023.8 | 3.42
22INR0360 | TX | Solar | 2020.4 | 2024 | 3.58
22INR0366 | TX | Other | 2020.4 | 2024.2 | 3.83
22INR0368 | TX | Battery | 2020.5 | 2025.5 | 5
22INR0369 | TX | Gas | 2020.5 | 2022.8 | 2.33
22INR0371 | TX | Gas | 2020.5 | 2021.8 | 1.33
22INR0372 | TX | Other | 2020.5 | 2024.3 | 3.83
22INR0384 | TX | Other | 2020.5 | 2024.2 | 3.67
22INR0388 | TX | Battery | 2020.6 | 2025.2 | 4.67
22INR0398 | TX | Other | 2020.7 | 2024.2 | 3.5
22INR0404 | TX | Solar | 2020.8 | 2025.1 | 4.25
22INR0405 | TX | Other | 2020.8 | 2023.9 | 3.08
22INR0409 | TX | Solar | 2020.8 | 2025.8 | 5
22INR0410 | TX | Other | 2020.8 | 2023.9 | 3.08
22INR0412 | TX | Solar | 2020.7 | 2024 | 3.33
22INR0429 | TX | Other | 2020.8 | 2023.9 | 3.17
22INR0436 | TX | Other | 2020.8 | 2022.8 | 2
22INR0482 | TX | Solar | 2020.9 | 2024.4 | 3.5
22INR0485 | TX | Other | 2021 | 2023.9 | 2.92
22INR0490 | TX | Other | 2021.2 | 2024.6 | 3.42
22INR0495 | TX | Other | 2021.2 | 2023.9 | 2.75
22INR0502 | TX | Wind | 2021.1 | 2023.9 | 2.83
22INR0509 | TX | Other | 2021.2 | 2023.5 | 2.33
22INR0511 | TX | Solar | 2021.2 | 2024.9 | 3.75
22INR0524 | TX | Other | 2021.2 | 2024.2 | 2.92
22INR0525 | TX | Battery | 2021.2 | 2025.5 | 4.25
22INR0535 | TX | Gas | 2021.2 | 2022.6 | 1.33
22INR0549 | TX | Battery | 2021.6 | 2025.8 | 4.25
22INR0550 | TX | Wind+Battery | 2021.8 | 2024.2 | 2.5
22INR0551 | TX | Other | 2021.5 | 2023.5 | 2
22INR0562 | TX | Wind | 2021.9 | 2024.2 | 2.33
22INR0598 | TX | Other | 2022.2 | 2022.8 | 0.5
22INR0601 | TX | Gas | 2022.3 | 2022.4 | 0.08
22INR0602 | TX | Other | 2023.2 | 2024.8 | 1.58
22INR0607 | TX | Gas | 2020.5 | 2023 | 2.5
22INR0608 | TX | Battery | 2022.8 | 2025.9 | 3.08
23INR0019 | TX | Other | 2020 | 2023.4 | 3.42
23INR0021 | TX | Solar | 2020.1 | 2024.6 | 4.5
23INR0044 | TX | Solar | 2020.4 | 2025.8 | 5.42
23INR0072 | TX | Other | 2020.6 | 2025 | 4.42
23INR0079 | TX | Battery | 2020.7 | 2025.5 | 4.83
23INR0095 | TX | Gas | 2020.8 | 2023.4 | 2.67
23INR0103 | TX | Other | 2020.8 | 2024.9 | 4.17
23INR0114 | TX | Solar | 2021 | 2024.9 | 3.92
23INR0119 | TX | Battery | 2021.1 | 2025.8 | 4.75
23INR0124 | TX | Other | 2021.1 | 2023.9 | 2.83
23INR0153 | TX | Solar+Battery | 2021 | 2023.8 | 2.75
23INR0154 | TX | Other | 2021.1 | 2024.4 | 3.33
23INR0159 | TX | Other | 2021.1 | 2024.4 | 3.33
23INR0166 | TX | Battery | 2021 | 2025.1 | 4.08
23INR0195 | TX | Battery | 2021.1 | 2025 | 3.92
23INR0219 | TX | Battery | 2021.2 | 2025.1 | 3.92
23INR0239 | TX | Other | 2021.2 | 2024.6 | 3.33
23INR0299 | TX | Battery | 2021.4 | 2025.5 | 4.08
23INR0339 | TX | Gas | 2021.6 | 2024.3 | 2.75
23INR0343 | TX | Solar+Battery | 2021.6 | 2025.9 | 4.33
23INR0363 | TX | Other | 2021.6 | 2024.2 | 2.67
23INR0369 | TX | Other | 2021.7 | 2024.4 | 2.75
23INR0371 | TX | Other | 2021.7 | 2023.9 | 2.25
23INR0372 | TX | Battery | 2021.8 | 2025.2 | 3.42
23INR0387 | TX | Wind | 2021.8 | 2025.1 | 3.33
23INR0403 | TX | Other | 2021.8 | 2024.8 | 3.08
23INR0408 | TX | Gas | 2021.8 | 2024.2 | 2.42
23INR0418 | TX | Other | 2021.8 | 2024.2 | 2.33
23INR0460 | TX | Other | 2022.4 | 2024.3 | 1.92
23INR0470 | TX | Other | 2022.3 | 2024.6 | 2.25
23INR0472 | TX | Gas | 2022.2 | 2023.6 | 1.42
23INR0498 | TX | Other | 2023.5 | 2024.4 | 0.92
23INR0500 | TX | Other | 2023.6 | 2024.8 | 1.25
23INR0506 | TX | Gas | 2020.9 | 2024.9 | 4
23INR0525 | TX | Wind | 2022.6 | 2024.4 | 1.83
23INR0528 | TX | Solar | 2016.9 | 2023.8 | 6.83
23INR0539 | TX | Other | 2023.5 | 2024.8 | 1.33
23INR0543 | TX | Other | 2023.3 | 2024.5 | 1.17
23INR0555 | TX | Other | 2022.8 | 2024.4 | 1.58
23INR0565 | TX | Other | 2023 | 2024.1 | 1.08
23INR0569 | TX | Other | 2023 | 2024.5 | 1.5
23INR0570 | TX | Other | 2023 | 2024.1 | 1.08
23INR0613 | TX | Gas | 2023.2 | 2023.4 | 0.25
23INR0618 | TX | Battery | 2023.4 | 2025.1 | 1.67
23INR0688 | TX | Other | 2023.3 | 2023.9 | 0.58
23INR0807 | TX | Battery | 2024 | 2025 | 1
24INR0015 | TX | Solar | 2021.1 | 2023.8 | 2.67
24INR0100 | TX | Other | 2021.5 | 2024.5 | 3
24INR0116 | TX | Wind | 2021.8 | 2025.8 | 4.08
24INR0147 | TX | Other | 2021.8 | 2024.9 | 3.08
24INR0166 | TX | Solar | 2021.8 | 2025.8 | 4
24INR0265 | TX | Other | 2022.2 | 2024.8 | 2.67
24INR0273 | TX | Other | 2022.2 | 2024.8 | 2.67
24INR0295 | TX | Battery | 2022.2 | 2025.9 | 3.75
24INR0312 | TX | Other | 2022.2 | 2024.9 | 2.67
24INR0315 | TX | Battery | 2022.2 | 2025.9 | 3.67
24INR0329 | TX | Battery | 2022.4 | 2025.9 | 3.5
24INR0421 | TX | Solar | 2022.8 | 2025 | 2.17
24INR0546 | TX | Battery | 2023.2 | 2025 | 1.83
24INR0580 | TX | Solar | 2023.3 | 2025.2 | 1.92
24INR0585 | TX | Other | 2023.4 | 2024.1 | 0.67
24INR0586 | TX | Other | 2023.4 | 2024.1 | 0.67
24INR0587 | TX | Other | 2023.4 | 2024.1 | 0.67
24INR0588 | TX | Other | 2023.4 | 2024.3 | 0.92
24INR0591 | TX | Battery | 2023.4 | 2025.5 | 2.08
24INR0593 | TX | Battery | 2023.4 | 2025.1 | 1.67
24INR0609 | TX | Battery | 2023.6 | 2025.2 | 1.67
24INR0610 | TX | Other | 2023.6 | 2024.9 | 1.33
24INR0614 | TX | Other | 2023.6 | 2024.9 | 1.33
24INR0615 | TX | Other | 2023.6 | 2024.3 | 0.75
24INR0624 | TX | Other | 2023.6 | 2024.4 | 0.83
24INR0635 | TX | Battery | 2021.1 | 2025 | 3.92
24INR0660 | TX | Other | 2024.2 | 2024.9 | 0.75
24INR0662 | TX | Battery | 2024 | 2025.5 | 1.5
24INR0759 | TX | Battery | 2024.3 | 2025.1 | 0.75
25INR0328 | TX | Other | 2023 | 2024.6 | 1.58
25INR0642 | TX | Other | 2024.2 | 2024.9 | 0.75
25INR0691 | TX | Other | 2022.4 | 2024.8 | 2.42
26INR0683 | TX | Oil | 2025.4 | 2025.8 | 0.42
26INR0694 | TX | Oil | 2025.4 | 2025.8 | 0.42
22INR0468 |  | Battery | 2021.1 | 2025.6 | 4.5
22INR0540 |  | Battery | 2021.5 | 2025.8 | 4.25
23INR0007 |  | Solar+Battery | 2019.9 | 2025.6 | 5.67
23INR0287 |  | Battery | 2021.3 | 2025.7 | 4.33
23INR0619 |  | Battery | 2023.4 | 2025.2 | 1.75
24INR0460 |  | Battery | 2023 | 2025.7 | 2.67
24INR0596 |  | Battery | 2023.4 | 2025.6 | 2.17
25INR0223 |  | Gas | 2022.7 | 2025.6 | 2.92
25INR0467 |  | Battery | 2023.4 | 2025.6 | 2.17
25INR0777 |  | Other | 2025.4 | 2025.8 | 0.33
26INR0666 |  | Other | 2025.4 | 2025.7 | 0.25
26INR0674 |  | Other | 2025.4 | 2025.7 | 0.25
26INR0675 |  | Other | 2025.4 | 2025.8 | 0.33
26INR0676 |  | Other | 2025.4 | 2025.8 | 0.33
26INR0681 |  | Other | 2025.4 | 2025.8 | 0.33
26INR0684 |  | Other | 2025.4 | 2025.7 | 0.25
CSU-2018-1 |  | Solar | 2018.2 | 2019.9 | 1.67
CSU-2020-2 |  | Gas | 2020.5 | 2023.4 | 2.92
168 |  | Solar | 2015.1 | 2020.2 | 5.17
175 |  | Nuclear | 2016 | 2020.8 | 4.75
183 |  | Solar | 2016.2 | 2020 | 3.75
187 |  | Solar | 2016.2 | 2020 | 3.75
194A |  | Solar | 2016.6 | 2020 | 3.42
200 |  | Solar | 2016.7 | 2020 | 3.33
202 |  | Solar | 2016.7 | 2020.2 | 3.58
258 |  | Solar | 2017.4 | 2020 | 2.58
260 |  | Solar | 2017.4 | 2020.2 | 2.83
261 |  | Solar | 2017.4 | 2020 | 2.58
271 |  | Solar | 2017.4 | 2020.2 | 2.83
307 |  | Solar | 2017.4 | 2020 | 2.58
373 |  | Battery | 2019.8 | 2020.5 | 0.75
505 | NY | Wind | 2015.4 | 2023.8 | 8.33
IC-237 |  | Nuclear | 2010.2 | 2024.2 | 14.08
1 |  | Solar | 2016.6 | 2020.1 | 3.5
61 |  | Battery | 2019.6 | 2021.9 | 2.33
77 |  | Solar | 2021.4 | 2022.9 | 1.5
10230 |  | Gas | 2017.2 | 2020.9 | 3.75
17116 |  | Solar | 2016.8 | 2020.9 | 4.08
9409 |  | Solar | 2016.8 | 2020.8 | 4
158 |  | Gas | 2014.5 | 2019.4 | 4.92
162 |  | Gas | 2015.1 | 2019.4 | 4.33
181 |  | Solar | 2016.2 | 2019 | 2.75
182 |  | Solar | 2016.2 | 2019 | 2.75
194 |  | Solar | 2016.4 | 2019 | 2.58
201 |  | Solar | 2016.7 | 2019 | 2.33
205 |  | Gas | 2016.7 | 2019.4 | 2.75
335 |  | Gas | 2018.1 | 2019.4 | 1.33
336 |  | Gas | 2018.1 | 2019.4 | 1.33
360C |  | Gas | 2018.9 | 2019.9 | 1
ASGI-2018-001 |  | Wind | 2018 | 2020.3 | 2.33
Q44a |  | Battery | 2018.2 | 2023.9 | 5.67
Q44b |  | Solar | 2018.2 | 2020.9 | 2.67
Q30b |  | Solar | 2021.5 | 2023.6 | 2.08
Q07a |  | Solar | 2017.4 | 2020.8 | 3.42
Q07b |  | Solar | 2017.4 | 2022.2 | 4.83
Q07c |  | Solar | 2017.4 | 2022.9 | 5.5
1120 | CA | Solar+Battery | 2015.2 | 2023.9 | 8.67
1139 | CA | Solar+Battery | 2015.2 | 2023.9 | 8.67
1158 | CA | Solar+Battery | 2015.2 | 2022.2 | 6.92
1171 | AZ | Solar+Battery | 2015.2 | 2025.2 | 10
1196 | CA | Solar+Battery | 2015.2 | 2023.8 | 8.5
1198 | CA | Solar+Battery | 2015.2 | 2024.9 | 9.67
1200 | CA | Solar+Battery | 2015.2 | 2024.2 | 8.92
1211 | CA | Solar+Battery | 2015.2 | 2025.6 | 10.33
1215 | CA | Solar+Battery | 2015.2 | 2025.3 | 10.08
1244 | CA | Solar+Battery | 2016.3 | 2024.4 | 8.08
1291 | AZ | Solar+Battery | 2016.3 | 2024 | 7.67
1302 | CA | Solar+Battery | 2016.3 | 2024.2 | 7.92
1313 | CA | Solar+Battery | 2016.3 | 2023.8 | 7.5
1319 | CA | Solar+Battery | 2016.3 | 2025.3 | 9
1324 | CA | Solar+Battery | 2016.3 | 2023.8 | 7.5
1327 | CA | Solar+Battery | 2016.3 | 2025.6 | 9.25
1329 | CA | Solar+Battery | 2016.3 | 2022.9 | 6.58
1350 | CA | Solar+Battery | 2017.3 | 2024.4 | 7.08
1414 | CA | Solar+Battery | 2017.3 | 2021.9 | 4.58
1424 | CA | Solar+Battery | 2017.3 | 2023.8 | 6.5
1516 | CA | Solar+Battery | 2018.2 | 2025.8 | 7.58
1526 | CA | Solar+Battery | 2018.2 | 2024.9 | 6.67
193 | CA | Solar+Battery | 2007.2 | 2021.4 | 14.17
365 | CA | Solar+Battery | 2008.3 | 2022.4 | 14.08
421 | CA | Solar+Battery | 2008.3 | 2024.2 | 15.83
576 | CA | Solar+Battery | 2010.1 | 2022.9 | 12.83
643AE | CA | Solar+Battery | 2010.5 | 2020.9 | 10.42
643W | CA | Solar+Battery | 2010.5 | 2021.8 | 11.25
643X | CA | Solar+Battery | 2010.5 | 2022.2 | 11.67
877 | CA | Solar+Battery | 2012.2 | 2019.2 | 6.92
946 | CA | Solar+Battery | 2013.2 | 2025.2 | 12
954 | CA | Solar+Battery | 2013.2 | 2023.7 | 10.42
971 | CA | Solar+Battery | 2013.2 | 2021.6 | 8.33
Q42 | CA | Solar+Battery | 2013.2 | 2024.5 | 11.25
Q47 | CA | Solar+Battery | 2015.5 | 2024.8 | 9.33
Q48 | CA | Solar+Battery | 2015.5 | 2023.5 | 8
Q15 | AZ | Solar+Battery | 2010.5 | 2019.9 | 9.42

## Power Build-up
Delivered Power Build-up — wholesale + delivery split, validated vs observed industrial all-in ($/MWh) |  | checks OK
Delivered price (col E) = the Assumptions country-table Base, externally validated against an observed industrial all-in price (col G). Wholesale (col C) is sourced; the grid/T&D+firming line (col D) is now an ILLUSTRATIVE SPLIT (delivered − wholesale), not a claim. US = ERCOT basis; Norway = blended NO zones; Saudi = regulated tariff.
REFERENCE TAB — reconciled to the Assumptions country table (delivered power) by Checks r24; not live-linked. Assumptions holds the authoritative hardcodes.
| Country | Wholesale avg | Grid/T&D + firming (illustrative split = delivered − wholesale) | Delivered (build-up) | Wholesale source | Observed industrial all-in ($/MWh) | Observed-price source | Notes / basis
| Norway | 40 | 12 | 52 | [22] | 55 | [37] | IEA Nordics H1-2025 ~$40/MWh (SSB/Nord Pool); delivered = wholesale + grid/T&D + firming
| United States | 30 | 30 | 60 | [22] | 62 | [37] | IEA/EIA ERCOT 2025 ~$30/MWh; delivered $60 = ERCOT + ~$30 grid/T&D
| India | 49 | 46 | 95 | [23] | 92 | [37] | IEX DAM 2025 ~₹4.2/kWh ≈ $49/MWh
| Ireland | 95 | 55 | 150 | [22] | 155 | [37] | IEA EU H1-2025 ~$90/MWh; IE higher (SEMOpx)
| Saudi Arabia | 48 | 0 | 48 | [22] | 50 | [37] | Regulated SEC/SERA industrial tariff ~$48/MWh
Delivered (col E) ties to the Assumptions country table (Base) — arithmetic verified on Checks r24 — and is cross-checked against an independent observed industrial all-in price (col G, Checks r17). The wholesale/delivery split (cols C/D) is illustrative decomposition, not the source of the number.
External validation — max ¦delivered − observed industrial all-in¦ ÷ observed (flag if > 20%): |  | 5.455% | 0

## WACC Build-up
WACC Build-up (unlevered project hurdle rate) — USD risk-free + country-risk premium + project premium. This is an unlevered hurdle rate used as a WACC proxy; NOT a levered WACC (no debt cost, beta, ERP or capital structure). |  | checks OK
USD-nominal cost of capital decomposed. Risk-free = US 10-yr less US default spread (Damodaran method); CRP from Damodaran Jan-2026 (sourced); the project/asset premium is a disclosed judgment residual. Reconciles to the country table (Base).
REFERENCE TAB — reconciled to the Assumptions country-table WACC by Checks r25; not live-linked. Assumptions holds the authoritative hardcodes.
| USD risk-free (linked from Assumptions input) |  |  | 4.236% | Risk-free linked from Assumptions [21] (FRED DGS10). Project premium = disclosed judgment.
| Country | Risk-free | CRP (Damodaran) [20] | Project premium (disclosed judgment) | WACC (build-up) | Source
| Norway | 4.236% | 0% | 2.1% | 6.336% | [20][21]
| United States | 4.236% | 0.23% | 1.87% | 6.336% | [20][21]
| India | 4.236% | 2.85% | 0.75% | 7.836% | [20][21]
| Ireland | 4.236% | 0.78% | 1.82% | 6.836% | [20][21]
| Saudi Arabia | 4.236% | 0.78% | 1.82% | 6.836% | [20][21]
WACC (col F) ties to the Assumptions country table (Base) — reconciliation verified on Checks. Risk-free & CRP are High-reliability (FRED / Damodaran); the project premium is a disclosed judgment residual (Low).
India's project premium is smallest (0.75pp) — its frozen 8.0% WACC sits only modestly above the sourced rf+CRP floor of 7.25%.

## Assumptions
Assumptions |  | checks OK
Every input. The sourcing/build-up tabs before this one (GPU Specs, GPU Price Index, Power/WACC Build-ups) evidence the key drivers; those ties are verified on Checks. BLUE = input you may change; the Active column feeds the engine. Col K = Materiality (High = defend cold). Energy Security block (rows 79+) is a LABELLED IMPLICATION and does NOT feed the P&L.
Scenario (all countries) | Base
Country (drill-down only) | Norway
Energy-source analysis | → see EnergyDynamics tab
Deal type (Contracted/Merchant) | Contracted
# | Driver | Units | Bear | Base | Bull | Active | Source | Comment
1 | Facility build capex (ex-interconnect) | $m/MW | 24 | 17 | 13 | 17 | [1] | -
2 | GPU + IT capex (per single GPU) | $/GPU | 50000 | 42000 | 35000 | 42000 | [2] | 'GPU'=one single B200 accelerator (~600/MW, ~$42k/GPU). Basis: DGX B200 ~$35–40k/GPU; HGX B200 ~$56k; bare card $40–50k; Base $42k = DGX-class + IT share.
3 | GPUs per MW (single accelerator) | #/MW | 600 | 600 | 600 | 600 | [3] | B200 1000W TDP; HGX 8-GPU node ~13.3kW at IT level (GPU+CPU+NVSwitch+networking) → 1 MW ÷ 1.667 kW/GPU ≈ 600 GPU/MW.
4 | PUE (per usage effectiveness) | % | 1.15 | 1.15 | 1.15 | 1.15 | [4] | A measure of how efficiently GPU's consume energy, accounting for cooling, power conversion/distribtion losses, and overhead. Lower rate is more efficient. PUE = total facility electricity / IT electricity.
5 | Compute price P0 (year-1, today) | $/GPU-hr | 4 | 5.7 | 9 | 5.7 | [5] | P0 = year-1 realized committed rate (NOT a hold-average); ENTRY price = P0×(1−decline)^TTP, then erodes toward the floor. On-demand ≈ $6.85.
6 | Paid occupancy (Deal type) | % | 0.88 | 0.88 | 0.88 | 0.88 | [6] | -
7 | GPU economic life | yr | 3 | 5 | 6 | 5 | [7] | -
8 | Fixed O&M (incl. water/staff) | $m/MW/yr | 0.9 | 0.7 | 0.5 | 0.7 | [33] | -
9 | Facility salvage (% of facility capex — PRE-TAX terminal proceeds on shell + live interconnection; no recapture/gain tax) | % | 0.4 | 0.45 | 0.55 | 0.45 | [31] | 45% blended residual: durable powered shell + interconnection (30+yr, appreciating) holds most value; cooling/fit-out depreciates faster. Modelled as PRE-TAX proceeds (no recapture/gain tax on shell); GPU salvage is after-tax — see Limitations.
10 | GPU salvage (% of GPU capex, recovered at exit — spent accelerators) | % | 0.1 | 0.1 | 0.1 | 0.1 | [31] | 10% GPU residual at 5-yr exit — conservative. Accelerators cascade (frontier yr1–2 → inference yr3–4 → batch yr5–6): ~50–60% at 3yr, collapsing to ~10% by yr5.
11 | Operating hold (yr = GPU life, single flip) | yr | 5 | 5 | 5 | 5 | - | Derived from GPU economic life; energization/GPU install period.
12 | IT load | MW | 100 | 100 | 100 | 100 | - | Design choice
13 | Delivered power | $/MWh | 80 | 52 | 30 | 52 | [22][23][37] | source and confidence documented in "Calculations"
14 | Time-to-power | yr | 2.5911 | 2 | 1.4089 | 2 | [24][25][26][27][28][46] | source and confidence documented in "Calculations"
15 | Cost of capital — unlevered project hurdle rate (rf + country-risk premium; a WACC proxy, not a levered WACC) | % | 0.0784 | 0.0634 | 0.0584 | 0.0634 | [20][21] | source and confidence documented in "Calculations"
-
17 | Corporate tax rate | % | 0.22 | 0.22 | 0.22 | 0.22 | [29] | source and confidence documented in "Calculations"
Secondary assumptions — Low materiality (standard conventions; single value each) | [7 empty] | -
| Hours per year | h |  |  | 8760 |  | - | 8760 h/yr
| Unit scale ($ per $m) | $ |  |  | 1000000 |  | - | $1m = 1,000,000
| Insurance rate (x GPU capex) | % |  |  | 0.004 |  | [43] | 0.4% of GPU capex (Hotaling/Lockton operating insurance).
| Property tax abatement ((1-abate) applied) | % |  |  | 0.5 |  | [29] | -
| Ramp yr-1 occupancy (% of steady) | % |  |  | 0.65 |  | [32] | -
| Ramp yr-2 occupancy (% of steady) | % |  |  | 0.85 |  | [32] | -
| Facility life (sense-check only) | yr |  |  | 15 |  | - | deprec uses shell/fit-out below
| Shell fraction of facility capex | % |  |  | 0.45 |  | [43] | -
| Shell / building life | yr |  |  | 25 |  | [43] | -
| AI fit-out life (cooling/MEP) | yr |  |  | 12 |  | [43] | -
| Idle-shell holding cost (%/yr facility capex, wait) | % |  |  | 0.015 |  | [14] | -
| USD risk-free rate (10-yr Treasury; feeds WACC) | % |  |  | 4.236% |  | [21] | US 10-yr 4.466% 90-day avg (FRED DGS10) − US default 0.23% (Damodaran) = USD risk-free.
| Shadow carbon price (context lens; not in P&L) | $/tCO₂ |  |  | 190 |  | [47] | US EPA 2023 social cost of carbon ≈ $190/t (2020$, ~2% near-term); EU ETS ≈ $80/t alternative. Editable. Context lens only — priced in the Comparison carbon-adjusted view, excluded from the core NPV.
Deal structure — Contracted vs Merchant |  | Contracted | Merchant |  |  | Active |  | Contracted=anchor offtake (low WACC, high occ); Merchant=speculative (WACC premium, lower occ).
| Paid occupancy | 88% | 70% |  |  | 88% | [6] | -
| WACC premium (pp) | 0% | 4.5% |  |  | 0% | [13] | Merchant premium +4.5pp (Merchant deal only; Contracted = 0). Equity ~12–15% merchant vs ~7–9% contracted; debt +125–250bps; +4.5pp sits inside the observed gap.
Country data — varying levers (Bear/Base/Bull). KEY: delivered power · time-to-power · WACC.
| Country | Pow Bear | Pow Base | Pow Bull | TTP Bear | TTP Base | TTP Bull | WACC Bear | WACC Base | WACC Bull | Tax | PUE | Interconn $m/MW | PropTax %capex/yr | Grid carbon (gCO2/kWh)
| Norway | 80 | 52 | 30 | 2.5911 | 2 | 1.4089 | 7.84% | 6.34% | 5.84% | 22% | 115% | 0.4 | 0.003 | 28
| United States | 130 | 60 | 45 | 5.83 | 4.5 | 3.17 | 7.84% | 6.34% | 5.84% | 21% | 130% | 0.6 | 0.01 | 384
| India | 120 | 95 | 70 | 3.8867 | 3 | 2.1133 | 10.84% | 7.84% | 6.84% | 25% | 150% | 0.5 | 0.005 | 670
| Ireland | 180 | 150 | 130 | 7.7733 | 6 | 4.2267 | 8.34% | 6.84% | 6.34% | 12.5% | 120% | 0.8 | 0.001 | 290
| Saudi Arabia | 65 | 48 | 30 | 2.5911 | 2 | 1.4089 | 8.84% | 6.84% | 5.84% | 20% | 145% | 0.3 | 0.0005 | 590
Source key → | [8]–[12] | [22][23][37] | [22][23][37] | [22][23][37] | [24][25][26][27][28][46] | [24][25][26][27][28][46] | [24][25][26][27][28][46] | [20][21] | [20][21] | [20][21] | [29] | [4] | [8][9][10][11][12] | [29] | [38]
Lists — data-validation sources (named ranges)
Note — Time-to-power: for Norway/India/Ireland/Saudi the MEDIAN (Base, col G) is the editable register-sourced input; the Bear/Bull band is DERIVED = median × US-LBNL observed IQR (TTP_disp_hi/lo on the Interconnection Queue tab), so dispersion is consistent across all five. US is fully linked to the LBNL queue (median/p75/p25). Assumes connection-time dispersion is broadly grid-invariant; Ireland’s upper tail is likely fatter (CRU policy).
List_ReviewStatus | Pass
Concern
Fail
List_Scenario | range Assumptions!D9:F9 (single source; drives scenario MATCH)
List_Country | range Assumptions!B50:B54 (single source)
Compute-price dynamics — erosion path (P0 row 14 = year-1/today; entry = P0*(1-decline)^TTP; Contracted locks entry, Merchant keeps eroding to the floor)
| Compute price annual decline | % | 30% | 20% | 15% | 20% | [30] | Annual decline of realized $/GPU-hr: Bear −30% (glut) / Base −20% / Bull −15%.
| Compute price floor ($/GPU-hr) | $ | 1.7 | 2.5 | 2.5 | 2.5 | [34][35][36] | Full-cost floor = low-cost producer break-even (Norway/Saudi, NPV=0), see Price Floor tab. Base $2.50 sits inside the observed B200 committed-floor band $2.50–3.00; Bear $1.70 = crash/glut analog (H100 trough).
| B200 observed committed-floor band — low (Silicon Data SDB200RT) |  | 2.5 |  |  |  | [34] | - | -
| B200 observed committed-floor band — high (Silicon Data SDB200RT) |  | 3 | 3 | 3 | 3 | [34] | - | -
| Floor reconciliation tolerance ($/GPU-hr) |  | 0.1 | 0.1 | 0.1 | 0.1 | - | Tolerance for the Price Floor internal-consistency check (¦Base floor − model break-even¦). Was a hardcoded 0.1 literal; promoted to a named range.
Scope disclosures (mirror of Cover) — descriptive only, feeds no calculation:
(1) Revenue is country-invariant: the compute price is applied identically across all five countries — no data-residency, sovereignty, latency, or local-demand price premia (defensible: compute is globally traded).
(2) All figures are USD-nominal: revenue, power, capex, opex and salvage in USD; WACC is USD-nominal (Damodaran country-risk); no local-currency inflation is modeled.
(3) FX risk is out of scope: India and Norway cash flows are treated in USD with no currency translation or hedging cost, though a real deployment would carry FX exposure on local power, tax and O&M.
Power-regime thresholds — Revenue Mix 'Power Regime' block only (presentation; feeds no P&L):
| Share of revenue where Power is "material" | 10% | analyst-derived presentation threshold
| Share of revenue where Power is "heavy" | 20% | analyst-derived presentation threshold
Energy Security inputs — WEC World Energy Trilemma Index (Energy Security dimension). Electricity mix (Ember 2024) drives diversity + firm share; self-sufficiency (IEA) = import independence. Sources: generation mix [41]; self-sufficiency [42]; WEC framework [40].
| Country | Hydro % | Wind % | Solar % | Nuclear % | Coal % | Gas % | Oil % | Bio/other % | Self-suff % (IEA)
| Norway | 88 | 10 | 0 | 0 | 0 | 2 | 0 | 0 | 100
| United States | 6 | 10 | 5 | 18 | 15 | 43 | 0 | 3 | 100
| India | 9 | 6 | 9 | 3 | 68 | 3 | 0 | 2 | 60
| Ireland | 3 | 33 | 4 | 0 | 6 | 41 | 0 | 13 | 21
| Saudi Arabia | 0 | 0 | 2 | 0 | 0 | 63 | 35 | 0 | 100
| Source key → | [41] | [41] | [41] | [41] | [41] | [41] | [41] | [41] | [42]

## ▸ CALCULATIONS
▸ CALCULATIONS

## Capex Stack
Capex Stack — per MW build-up ($m/MW, active country) |  | checks OK
Total capex/MW decomposed into sourced layers. In-rack networking (NVLink/switching) is carried inside the rack-allocated GPU+IT figure (SemiAnalysis). Reconciles to the Unit Economics per-MW Base total.
| Layer | $m/MW | Basis / source | Notes / basis
| Shell / building (45% of facility, Base) | 7.65 | [1] | Shell/building 45% of facility; life 25yr (McKinsey/dgtlinfra)
| Fit-out — cooling/MEP (55% of facility, Base) | 9.35 | [1] | Fit-out cooling/MEP 55% of facility; life 12yr (liquid-cooled AI)
| GPU + in-rack IT/networking (per MW) | 25.2 | [2] | SemiAnalysis Blackwell B200 server BOM ($42k/GPU × 600/MW)
| Interconnection (active country) | 0.4 | [8][9][10][11][12] | Country cards — per-country interconnection ($m/MW)
| Total capex per MW (stack) | 42.6
| Unit Economics Base capex/MW | 42.6
| Reconciliation gap (must be 0) | 0

## Unit Economics
Unit Economics — one megawatt of IT load (bottom-up build block) |  | checks OK
The atomic build unit. Everything scales linearly from here: totals = per-MW × IT load. Blue = linked from Assumptions; black = calculated. Rows 14–15 are tied to independent benchmarks (external anchor).
| Item | Value | Low | High | Units | Note | Source
| GPUs per MW (active) | 600 |  |  | #/MW | NVIDIA B200 / HGX B200 datasheet | [3][17]
| GPU + IT capex per GPU (active) | 42000 |  |  | $/GPU | SemiAnalysis rack-allocated | [2]
| Compute price (active) | 5.7 |  |  | $/GPU-hr | Triangulated | [5]
| Paid occupancy (deal) | 0.88 |  |  | % | Deal structure
| Facility capex per MW (active, ex-interconnect) | 17 |  |  | $m/MW | AI liquid-cooled 2026 | [1]
| Interconnection per MW (active country) | 0.4 |  |  | $m/MW | Country cards | [8][9][10][11][12]
| — GPU capex per MW (active) | 25.2 |  |  | $m/MW | GPUs/MW × $/GPU
| — Revenue per MW/yr (active) | 26.3641 |  |  | $m/MW/yr | GPUs/MW × price × hrs × occ
| Total capex per MW (active) — rolls up to totals | 42.6 |  |  | $m/MW | facility + interconnect + GPU (per MW)
| External anchor — BASE case tied to independent benchmarks (toggle-invariant) |  |  |  | (errors only if Base leaves the sourced band — scenarios legitimately flex outside it)
| Base total capex per MW | 42.6 | 30 | 50 | $m/MW | ANCHOR: independent DC all-in capex $30–50m/MW (SemiAnalysis Blackwell BOM / CBRE build cost) | [15]
| Base revenue per MW/yr | 26.3641 | 15 | 40 | $m/MW/yr | ANCHOR: hyperscale colo revenue $15–40m/MW/yr (SemiAnalysis rental index × density) | [16]
Roll-up reconciliation (active per-MW × IT load must tie to Calculations)
| Total capex per MW (active) × IT load | 4260
| Calculations facility + GPU capex | 4260
| Reconciliation gap (must be 0) | 0

## Buildout Schedule
Buildout Schedule — facility-capex draw & reconciliation | checks OK
Facility capex is drawn evenly across the pre-power build (periods 0..S−1); GPUs are bought in full at energisation. The former 4-phase display was removed (Aug 2026): it did not feed the DCF and could be misread as a rival schedule. DCF timing comes from the draw schedule below; the reconciliation (H3) ties the DCF’s realised facility-capex line to the capex driver.
|  |  | Reconciliation gap (must be 0): |  |  | 0
Facility-capex DRAW schedule — active country: this is the TIMING the Calculations timeline reads (row 16). Facility capex is disbursed evenly across the build (periods 0..S−1), not all at t=0; GPU capex lands at ops-start.
Ops start S (active, = ROUND(TTP)) | 2
Period |  | 0 | 1 | 2 | 3 | 4 | 5 | 6 | 7 | 8 | 9 | 10 | 11 | 12 | 13 | 14 | 15 | 16 | 17 | 18 | 19
Draw weight (feeds Calculations!row48) |  | 0.5 | 0.5 | 0 | 0 | 0 | 0 | 0 | 0 | 0 | 0 | 0 | 0 | 0 | 0 | 0 | 0 | 0 | 0 | 0 | 0
Draw ($m) |  | 870 | 870 | 0 | 0 | 0 | 0 | 0 | 0 | 0 | 0 | 0 | 0 | 0 | 0 | 0 | 0 | 0 | 0 | 0 | 0
Draw schedule reconciles (weights sum to 1, $m sum to facility) — must be 0 | 0
Facility capex total ($m) | 1740
Assumption — facility draw profile: capex is spread EVENLY across the pre-power build (periods 0..S−1), GPUs purchased in full at energisation (ops-start). Modelling convention, not a separately toggled input.
Assumption — ops-start uses integer periods: S = ROUND(time-to-power). Fractional-year queues round to the nearest annual period (e.g., 4.5 yr → period 5). Annual granularity is a deliberate simplification.

## Calculations
Calculations — Norway (Base) |  | checks OK
Single-country DCF for the selected country/scenario: annual feeders, then the per-period cash-flow statement, then outputs. Blue = value linked in from Assumptions; black = calculated here. All $m.
Single-country aggregates (annual, active country/scenario) — feed the statement below
Number of GPUs | # | 60000
GPU capex | $m | 2520
Facility capex (incl. interconnect) | $m | 1740
Total power draw | MW | 115
Annual revenue | $m | 2636.4096
Annual power cost | $m | 46.0986
Insurance ($m/yr) | $m | 10.08
Property tax ($m/yr) | $m | 6.39
Annual opex (O&M+ins+proptax) | $m | 86.47
Annual EBITDA | $m | 2503.841
Facility deprec rate (blended shell/fit-out) | x | 0.063833
Annual depreciation | $m | 615.07
After-tax annual op. CF (steady) | $m | 2088.3114
Occupancy-linked after-tax margin | $m | 2020.4426
Terminal value (reference) | $m | 1035
Ops start period | yr | 2
Discount base v = 1/(1+WACC) | x | 0.94038
Ramp PV haircut | $m | 877.3747
Revenue per unit util | $m | 2995.92
Power per unit util | $m | 52.3848
Phased facility capex: even draw over the build (periods 0..S−1); GPU capex at ops-start. Both feed the statement below (see Buildout Schedule).
Per-period cash-flow statement (periods 0–19). Revenue uses the per-period compute-price path: entry = P0·(1−decline)^TTP, then Contracted holds it flat while Merchant keeps eroding to the floor.
Line item | Units |  | 0 | 1 | 2 | 3 | 4 | 5 | 6 | 7 | 8 | 9 | 10 | 11 | 12 | 13 | 14 | 15 | 16 | 17 | 18 | 19 | Check
Period counter | # |  | 0 | 1 | 2 | 3 | 4 | 5 | 6 | 7 | 8 | 9 | 10 | 11 | 12 | 13 | 14 | 15 | 16 | 17 | 18 | 19
Operating year? (1 = in ops) | flag |  | 0 | 0 | 1 | 1 | 1 | 1 | 1 | 0 | 0 | 0 | 0 | 0 | 0 | 0 | 0 | 0 | 0 | 0 | 0 | 0 | 0
Occupancy factor (lease-up ramp) | x |  | 0 | 0 | 0.65 | 0.85 | 1 | 1 | 1 | 0 | 0 | 0 | 0 | 0 | 0 | 0 | 0 | 0 | 0 | 0 | 0 | 0
Compute price this period | $/GPU-hr |  | 3.648 | 3.648 | 3.648 | 3.648 | 3.648 | 3.648 | 3.648 | 3.648 | 3.648 | 3.648 | 3.648 | 3.648 | 3.648 | 3.648 | 3.648 | 3.648 | 3.648 | 3.648 | 3.648 | 3.648
Revenue (price × occupancy) | $m |  | 0 | 0 | 1096.7464 | 1434.2068 | 1687.3021 | 1687.3021 | 1687.3021 | 0 | 0 | 0 | 0 | 0 | 0 | 0 | 0 | 0 | 0 | 0 | 0 | 0 | 0
Power cost | $m |  | 0 | 0 | -29.9641 | -39.1838 | -46.0986 | -46.0986 | -46.0986 | 0 | 0 | 0 | 0 | 0 | 0 | 0 | 0 | 0 | 0 | 0 | 0 | 0
O&M + insurance + property tax | $m |  | 0 | 0 | -86.47 | -86.47 | -86.47 | -86.47 | -86.47 | 0 | 0 | 0 | 0 | 0 | 0 | 0 | 0 | 0 | 0 | 0 | 0 | 0
EBITDA | $m |  | 0 | 0 | 980.3123 | 1308.553 | 1554.7335 | 1554.7335 | 1554.7335 | 0 | 0 | 0 | 0 | 0 | 0 | 0 | 0 | 0 | 0 | 0 | 0 | 0
Depreciation | $m |  | 0 | 0 | -615.07 | -615.07 | -615.07 | -615.07 | -615.07 | 0 | 0 | 0 | 0 | 0 | 0 | 0 | 0 | 0 | 0 | 0 | 0 | 0
Taxable income (EBIT) | $m |  | 0 | 0 | 365.2423 | 693.483 | 939.6635 | 939.6635 | 939.6635 | 0 | 0 | 0 | 0 | 0 | 0 | 0 | 0 | 0 | 0 | 0 | 0 | 0
Tax (no loss refund) | $m |  | 0 | 0 | -80.3533 | -152.5663 | -206.726 | -206.726 | -206.726 | 0 | 0 | 0 | 0 | 0 | 0 | 0 | 0 | 0 | 0 | 0 | 0 | 0
After-tax operating CF | $m |  | 0 | 0 | 899.959 | 1155.9867 | 1348.0075 | 1348.0075 | 1348.0075 | 0 | 0 | 0 | 0 | 0 | 0 | 0 | 0 | 0 | 0 | 0 | 0 | 0
Facility capex (phased over build) | $m |  | -870 | -870 | 0 | 0 | 0 | 0 | 0 | 0 | 0 | 0 | 0 | 0 | 0 | 0 | 0 | 0 | 0 | 0 | 0 | 0
Holding cost (idle shell, pre-power) | $m |  | 0 | -26.1 | -26.1 | 0 | 0 | 0 | 0 | 0 | 0 | 0 | 0 | 0 | 0 | 0 | 0 | 0 | 0 | 0 | 0 | 0
GPU capex (at ops-start) | $m |  | 0 | 0 | -2520 | 0 | 0 | 0 | 0 | 0 | 0 | 0 | 0 | 0 | 0 | 0 | 0 | 0 | 0 | 0 | 0 | 0
Salvage at exit (terminal value): facility shell + interconnection at PRE-TAX proceeds (no depreciation-recapture/gain tax) + spent GPUs after-tax | $m |  | 0 | 0 | 0 | 0 | 0 | 0 | 979.56 | 0 | 0 | 0 | 0 | 0 | 0 | 0 | 0 | 0 | 0 | 0 | 0 | 0
Net free cash flow | $m |  | -870 | -896.1 | -1646.141 | 1155.9867 | 1348.0075 | 1348.0075 | 2327.5675 | 0 | 0 | 0 | 0 | 0 | 0 | 0 | 0 | 0 | 0 | 0 | 0 | 0
Discount factor | x |  | 1 | 0.94038 | 0.88431 | 0.83159 | 0.78201 | 0.73539 | 0.69154 | 0.65031 | 0.61154 | 0.57508 | 0.5408 | 0.50855 | 0.47823 | 0.44972 | 0.42291 | 0.3977 | 0.37398 | 0.35169 | 0.33072 | 0.311 | 0
Discounted FCF | $m |  | -870 | -842.6744 | -1455.7062 | 961.3087 | 1054.158 | 991.309 | 1609.6163 | 0 | 0 | 0 | 0 | 0 | 0 | 0 | 0 | 0 | 0 | 0 | 0 | 0
Cumulative net FCF | $m |  | -870 | -1766.1 | -3412.241 | -2256.2543 | -908.2467 | 439.7608 | 2767.3284 | 2767.3284 | 2767.3284 | 2767.3284 | 2767.3284 | 2767.3284 | 2767.3284 | 2767.3284 | 2767.3284 | 2767.3284 | 2767.3284 | 2767.3284 | 2767.3284 | 2767.3284
Operating cycle (0 = idle, 1 = single hold) |  |  | 0 | 0 | 1 | 1 | 1 | 1 | 1 | 0 | 0 | 0 | 0 | 0 | 0 | 0 | 0 | 0 | 0 | 0 | 0 | 0
After-tax operating-margin PV (occupancy-scaling part — feeds break-even) |  | 4468.4545
Internal row-checks (must be 0) |  | 0
Summary outputs
NPV (sum of discounted FCF) | $m | 1448.0114
IRR | % | 18.47%
Payback (incl. build) | yr | 5
Break-even utilization | % | 59.48%

## Country Engine
Country Engine — every country × deal, per period (identical method to Calculations) |  | checks OK
Each country's full 20-period cash flow, computed BOTH deal types, so the multi-country and both-deal NPVs use the SAME method as the single-country drill — the closed-form that could out-run the grid is retired. Feeds Comparison (active deal) and Deal Comparison (both). All $m.
Period index |  |  | 0 | 1 | 2 | 3 | 4 | 5 | 6 | 7 | 8 | 9 | 10 | 11 | 12 | 13 | 14 | 15 | 16 | 17 | 18 | 19
── Norway · Contracted ── | Norway
Ops start S (yr) |  | 2
WACC (incl deal) |  | 0.0634
Discount base v |  | 0.94038
Power cost (full occ) $m |  | 46.0986
Opex $m |  | 86.47
country row index |  | 1
Tax rate |  | 0.22
Facility capex $m |  | 1740
GPU capex $m |  | 2520
Year-1 full revenue $m |  | 2636.4096
operating flag |  |  | 0 | 0 | 1 | 1 | 1 | 1 | 1 | 0 | 0 | 0 | 0 | 0 | 0 | 0 | 0 | 0 | 0 | 0 | 0 | 0
flag |  |  | 0 | 0 | 1 | 1 | 1 | 1 | 1 | 0 | 0 | 0 | 0 | 0 | 0 | 0 | 0 | 0 | 0 | 0 | 0 | 0
occupancy |  |  | 0 | 0 | 0.65 | 0.85 | 1 | 1 | 1 | 0 | 0 | 0 | 0 | 0 | 0 | 0 | 0 | 0 | 0 | 0 | 0 | 0
price $/GPU-hr |  |  | 3.648 | 3.648 | 3.648 | 3.648 | 3.648 | 3.648 | 3.648 | 3.648 | 3.648 | 3.648 | 3.648 | 3.648 | 3.648 | 3.648 | 3.648 | 3.648 | 3.648 | 3.648 | 3.648 | 3.648
revenue |  |  | 0 | 0 | 1096.7464 | 1434.2068 | 1687.3021 | 1687.3021 | 1687.3021 | 0 | 0 | 0 | 0 | 0 | 0 | 0 | 0 | 0 | 0 | 0 | 0 | 0
EBITDA |  |  | 0 | 0 | 980.3123 | 1308.553 | 1554.7335 | 1554.7335 | 1554.7335 | 0 | 0 | 0 | 0 | 0 | 0 | 0 | 0 | 0 | 0 | 0 | 0 | 0
depreciation |  |  | 0 | 0 | -615.07 | -615.07 | -615.07 | -615.07 | -615.07 | 0 | 0 | 0 | 0 | 0 | 0 | 0 | 0 | 0 | 0 | 0 | 0 | 0
tax |  |  | 0 | 0 | -80.3533 | -152.5663 | -206.726 | -206.726 | -206.726 | 0 | 0 | 0 | 0 | 0 | 0 | 0 | 0 | 0 | 0 | 0 | 0 | 0
net FCF |  |  | -870 | -896.1 | -1646.141 | 1155.9867 | 1348.0075 | 1348.0075 | 2327.5675 | 0 | 0 | 0 | 0 | 0 | 0 | 0 | 0 | 0 | 0 | 0 | 0 | 0
discounted FCF |  |  | -870 | -842.6744 | -1455.7062 | 961.3087 | 1054.158 | 991.309 | 1609.6163 | 0 | 0 | 0 | 0 | 0 | 0 | 0 | 0 | 0 | 0 | 0 | 0 | 0
op-margin PV term |  |  | 0 | 0 | 735.8293 | 904.8696 | 1001.0838 | 941.3991 | 885.2728 | 0 | 0 | 0 | 0 | 0 | 0 | 0 | 0 | 0 | 0 | 0 | 0 | 0
active TTP (raw) |  | 2
NPV ($m) |  | 1448.0114
Op-margin PV |  | 4468.4545
Break-even utilization |  | 59.48%
── Norway · Merchant ── | Norway
Ops start S (yr) |  | 2
WACC (incl deal) |  | 0.1084
Discount base v |  | 0.9022
Power cost (full occ) $m |  | 36.6694
Opex $m |  | 86.47
country row index |  | 1
Tax rate |  | 0.22
Facility capex $m |  | 1740
GPU capex $m |  | 2520
Year-1 full revenue $m |  | 2097.144
operating flag |  |  | 0 | 0 | 1 | 1 | 1 | 1 | 1 | 0 | 0 | 0 | 0 | 0 | 0 | 0 | 0 | 0 | 0 | 0 | 0 | 0
flag |  |  | 0 | 0 | 1 | 1 | 1 | 1 | 1 | 0 | 0 | 0 | 0 | 0 | 0 | 0 | 0 | 0 | 0 | 0 | 0 | 0
occupancy |  |  | 0 | 0 | 0.65 | 0.85 | 1 | 1 | 1 | 0 | 0 | 0 | 0 | 0 | 0 | 0 | 0 | 0 | 0 | 0 | 0 | 0
price $/GPU-hr |  |  | 5.7 | 4.56 | 3.648 | 2.9184 | 2.5 | 2.5 | 2.5 | 2.5 | 2.5 | 2.5 | 2.5 | 2.5 | 2.5 | 2.5 | 2.5 | 2.5 | 2.5 | 2.5 | 2.5 | 2.5
revenue |  |  | 0 | 0 | 872.4119 | 912.6771 | 919.8 | 919.8 | 919.8 | 0 | 0 | 0 | 0 | 0 | 0 | 0 | 0 | 0 | 0 | 0 | 0 | 0
EBITDA |  |  | 0 | 0 | 762.1068 | 795.0381 | 796.6606 | 796.6606 | 796.6606 | 0 | 0 | 0 | 0 | 0 | 0 | 0 | 0 | 0 | 0 | 0 | 0 | 0
depreciation |  |  | 0 | 0 | -615.07 | -615.07 | -615.07 | -615.07 | -615.07 | 0 | 0 | 0 | 0 | 0 | 0 | 0 | 0 | 0 | 0 | 0 | 0 | 0
tax |  |  | 0 | 0 | -32.3481 | -39.593 | -39.9499 | -39.9499 | -39.9499 | 0 | 0 | 0 | 0 | 0 | 0 | 0 | 0 | 0 | 0 | 0 | 0 | 0
net FCF |  |  | -870 | -896.1 | -1816.3413 | 755.4451 | 756.7107 | 756.7107 | 1736.2707 | 0 | 0 | 0 | 0 | 0 | 0 | 0 | 0 | 0 | 0 | 0 | 0 | 0
discounted FCF |  |  | -870 | -808.4626 | -1478.4424 | 554.7705 | 501.3532 | 452.3216 | 936.3503 | 0 | 0 | 0 | 0 | 0 | 0 | 0 | 0 | 0 | 0 | 0 | 0 | 0
op-margin PV term |  |  | 0 | 0 | 538.7568 | 504.9302 | 456.3872 | 411.7532 | 371.4843 | 0 | 0 | 0 | 0 | 0 | 0 | 0 | 0 | 0 | 0 | 0 | 0 | 0
active TTP (raw) |  | 2
NPV ($m) |  | -712.1095
Op-margin PV |  | 2283.3117
Break-even utilization |  | 91.83%
── United States · Contracted ── | United States
Ops start S (yr) |  | 5
WACC (incl deal) |  | 0.0634
Discount base v |  | 0.94038
Power cost (full occ) $m |  | 60.1286
Opex $m |  | 101.48
country row index |  | 2
Tax rate |  | 0.21
Facility capex $m |  | 1760
GPU capex $m |  | 2520
Year-1 full revenue $m |  | 2636.4096
operating flag |  |  | 0 | 0 | 0 | 0 | 0 | 1 | 1 | 1 | 1 | 1 | 0 | 0 | 0 | 0 | 0 | 0 | 0 | 0 | 0 | 0
flag |  |  | 0 | 0 | 0 | 0 | 0 | 1 | 1 | 1 | 1 | 1 | 0 | 0 | 0 | 0 | 0 | 0 | 0 | 0 | 0 | 0
occupancy |  |  | 0 | 0 | 0 | 0 | 0 | 0.65 | 0.85 | 1 | 1 | 1 | 0 | 0 | 0 | 0 | 0 | 0 | 0 | 0 | 0 | 0
price $/GPU-hr |  |  | 2.5 | 2.5 | 2.5 | 2.5 | 2.5 | 2.5 | 2.5 | 2.5 | 2.5 | 2.5 | 2.5 | 2.5 | 2.5 | 2.5 | 2.5 | 2.5 | 2.5 | 2.5 | 2.5 | 2.5
revenue |  |  | 0 | 0 | 0 | 0 | 0 | 751.608 | 982.872 | 1156.32 | 1156.32 | 1156.32 | 0 | 0 | 0 | 0 | 0 | 0 | 0 | 0 | 0 | 0
EBITDA |  |  | 0 | 0 | 0 | 0 | 0 | 611.0444 | 830.2827 | 994.7114 | 994.7114 | 994.7114 | 0 | 0 | 0 | 0 | 0 | 0 | 0 | 0 | 0 | 0
depreciation |  |  | 0 | 0 | 0 | 0 | 0 | -616.3467 | -616.3467 | -616.3467 | -616.3467 | -616.3467 | 0 | 0 | 0 | 0 | 0 | 0 | 0 | 0 | 0 | 0
tax |  |  | 0 | 0 | 0 | 0 | 0 | 0 | -44.9266 | -79.4566 | -79.4566 | -79.4566 | 0 | 0 | 0 | 0 | 0 | 0 | 0 | 0 | 0 | 0
net FCF |  |  | -352 | -378.4 | -378.4 | -378.4 | -378.4 | -1935.3556 | 785.3561 | 915.2548 | 915.2548 | 1906.3348 | 0 | 0 | 0 | 0 | 0 | 0 | 0 | 0 | 0 | 0
discounted FCF |  |  | -352 | -355.8398 | -334.6246 | -314.6742 | -295.9133 | -1423.2379 | 543.1086 | 595.2034 | 559.7173 | 1096.2996 | 0 | 0 | 0 | 0 | 0 | 0 | 0 | 0 | 0 | 0
op-margin PV term |  |  | 0 | 0 | 0 | 0 | 0 | 413.9459 | 509.0406 | 563.1666 | 529.5905 | 498.0163 | 0 | 0 | 0 | 0 | 0 | 0 | 0 | 0 | 0 | 0
active TTP (raw) |  | 4.5
NPV ($m) |  | -281.9608
Op-margin PV |  | 2513.7599
Break-even utilization |  | 97.87%
── United States · Merchant ── | United States
Ops start S (yr) |  | 5
WACC (incl deal) |  | 0.1084
Discount base v |  | 0.9022
Power cost (full occ) $m |  | 47.8296
Opex $m |  | 101.48
country row index |  | 2
Tax rate |  | 0.21
Facility capex $m |  | 1760
GPU capex $m |  | 2520
Year-1 full revenue $m |  | 2097.144
operating flag |  |  | 0 | 0 | 0 | 0 | 0 | 1 | 1 | 1 | 1 | 1 | 0 | 0 | 0 | 0 | 0 | 0 | 0 | 0 | 0 | 0
flag |  |  | 0 | 0 | 0 | 0 | 0 | 1 | 1 | 1 | 1 | 1 | 0 | 0 | 0 | 0 | 0 | 0 | 0 | 0 | 0 | 0
occupancy |  |  | 0 | 0 | 0 | 0 | 0 | 0.65 | 0.85 | 1 | 1 | 1 | 0 | 0 | 0 | 0 | 0 | 0 | 0 | 0 | 0 | 0
price $/GPU-hr |  |  | 6.3728 | 5.0982 | 4.0786 | 3.2629 | 2.6103 | 2.5 | 2.5 | 2.5 | 2.5 | 2.5 | 2.5 | 2.5 | 2.5 | 2.5 | 2.5 | 2.5 | 2.5 | 2.5 | 2.5 | 2.5
revenue |  |  | 0 | 0 | 0 | 0 | 0 | 597.87 | 781.83 | 919.8 | 919.8 | 919.8 | 0 | 0 | 0 | 0 | 0 | 0 | 0 | 0 | 0 | 0
EBITDA |  |  | 0 | 0 | 0 | 0 | 0 | 465.3008 | 639.6948 | 770.4904 | 770.4904 | 770.4904 | 0 | 0 | 0 | 0 | 0 | 0 | 0 | 0 | 0 | 0
depreciation |  |  | 0 | 0 | 0 | 0 | 0 | -616.3467 | -616.3467 | -616.3467 | -616.3467 | -616.3467 | 0 | 0 | 0 | 0 | 0 | 0 | 0 | 0 | 0 | 0
tax |  |  | 0 | 0 | 0 | 0 | 0 | 0 | -4.9031 | -32.3702 | -32.3702 | -32.3702 | 0 | 0 | 0 | 0 | 0 | 0 | 0 | 0 | 0 | 0
net FCF |  |  | -352 | -378.4 | -378.4 | -378.4 | -378.4 | -2081.0992 | 634.7917 | 738.1202 | 738.1202 | 1729.2002 | 0 | 0 | 0 | 0 | 0 | 0 | 0 | 0 | 0 | 0
discounted FCF |  |  | -352 | -341.393 | -308.0052 | -277.8827 | -250.7062 | -1243.9709 | 342.3357 | 359.1298 | 324.0074 | 684.8203 | 0 | 0 | 0 | 0 | 0 | 0 | 0 | 0 | 0 | 0
op-margin PV term |  |  | 0 | 0 | 0 | 0 | 0 | 267.6453 | 315.7684 | 335.1608 | 302.3825 | 272.8099 | 0 | 0 | 0 | 0 | 0 | 0 | 0 | 0 | 0 | 0
active TTP (raw) |  | 4.5
NPV ($m) |  | -1063.6648
Op-margin PV |  | 1493.7669
Break-even utilization |  | >100% (never)
── India · Contracted ── | India
Ops start S (yr) |  | 3
WACC (incl deal) |  | 0.0784
Discount base v |  | 0.9273
Power cost (full occ) $m |  | 109.8504
Opex $m |  | 90.755
country row index |  | 3
Tax rate |  | 0.25
Facility capex $m |  | 1750
GPU capex $m |  | 2520
Year-1 full revenue $m |  | 2636.4096
operating flag |  |  | 0 | 0 | 0 | 1 | 1 | 1 | 1 | 1 | 0 | 0 | 0 | 0 | 0 | 0 | 0 | 0 | 0 | 0 | 0 | 0
flag |  |  | 0 | 0 | 0 | 1 | 1 | 1 | 1 | 1 | 0 | 0 | 0 | 0 | 0 | 0 | 0 | 0 | 0 | 0 | 0 | 0
occupancy |  |  | 0 | 0 | 0 | 0.65 | 0.85 | 1 | 1 | 1 | 0 | 0 | 0 | 0 | 0 | 0 | 0 | 0 | 0 | 0 | 0 | 0
price $/GPU-hr |  |  | 2.9184 | 2.9184 | 2.9184 | 2.9184 | 2.9184 | 2.9184 | 2.9184 | 2.9184 | 2.9184 | 2.9184 | 2.9184 | 2.9184 | 2.9184 | 2.9184 | 2.9184 | 2.9184 | 2.9184 | 2.9184 | 2.9184 | 2.9184
revenue |  |  | 0 | 0 | 0 | 877.3971 | 1147.3655 | 1349.8417 | 1349.8417 | 1349.8417 | 0 | 0 | 0 | 0 | 0 | 0 | 0 | 0 | 0 | 0 | 0 | 0
EBITDA |  |  | 0 | 0 | 0 | 715.2394 | 963.2376 | 1149.2363 | 1149.2363 | 1149.2363 | 0 | 0 | 0 | 0 | 0 | 0 | 0 | 0 | 0 | 0 | 0 | 0
depreciation |  |  | 0 | 0 | 0 | -615.7083 | -615.7083 | -615.7083 | -615.7083 | -615.7083 | 0 | 0 | 0 | 0 | 0 | 0 | 0 | 0 | 0 | 0 | 0 | 0
tax |  |  | 0 | 0 | 0 | -24.8828 | -86.8823 | -133.382 | -133.382 | -133.382 | 0 | 0 | 0 | 0 | 0 | 0 | 0 | 0 | 0 | 0 | 0 | 0
net FCF |  |  | -583.3333 | -609.5833 | -609.5833 | -1855.8934 | 876.3553 | 1015.8543 | 1015.8543 | 1992.3543 | 0 | 0 | 0 | 0 | 0 | 0 | 0 | 0 | 0 | 0 | 0 | 0
discounted FCF |  |  | -583.3333 | -565.2664 | -524.1714 | -1479.8353 | 647.9787 | 696.5175 | 645.8805 | 1174.6471 | 0 | 0 | 0 | 0 | 0 | 0 | 0 | 0 | 0 | 0 | 0 | 0
op-margin PV term |  |  | 0 | 0 | 0 | 482.0073 | 584.493 | 637.6473 | 591.2901 | 548.3032 | 0 | 0 | 0 | 0 | 0 | 0 | 0 | 0 | 0 | 0 | 0 | 0
active TTP (raw) |  | 3
NPV ($m) |  | 12.4173
Op-margin PV |  | 2843.7409
Break-even utilization |  | 87.62%
── India · Merchant ── | India
Ops start S (yr) |  | 3
WACC (incl deal) |  | 0.1234
Discount base v |  | 0.89015
Power cost (full occ) $m |  | 87.381
Opex $m |  | 90.755
country row index |  | 3
Tax rate |  | 0.25
Facility capex $m |  | 1750
GPU capex $m |  | 2520
Year-1 full revenue $m |  | 2097.144
operating flag |  |  | 0 | 0 | 0 | 1 | 1 | 1 | 1 | 1 | 0 | 0 | 0 | 0 | 0 | 0 | 0 | 0 | 0 | 0 | 0 | 0
flag |  |  | 0 | 0 | 0 | 1 | 1 | 1 | 1 | 1 | 0 | 0 | 0 | 0 | 0 | 0 | 0 | 0 | 0 | 0 | 0 | 0
occupancy |  |  | 0 | 0 | 0 | 0.65 | 0.85 | 1 | 1 | 1 | 0 | 0 | 0 | 0 | 0 | 0 | 0 | 0 | 0 | 0 | 0 | 0
price $/GPU-hr |  |  | 5.7 | 4.56 | 3.648 | 2.9184 | 2.5 | 2.5 | 2.5 | 2.5 | 2.5 | 2.5 | 2.5 | 2.5 | 2.5 | 2.5 | 2.5 | 2.5 | 2.5 | 2.5 | 2.5 | 2.5
revenue |  |  | 0 | 0 | 0 | 697.9295 | 781.83 | 919.8 | 919.8 | 919.8 | 0 | 0 | 0 | 0 | 0 | 0 | 0 | 0 | 0 | 0 | 0 | 0
EBITDA |  |  | 0 | 0 | 0 | 550.3769 | 616.8012 | 741.664 | 741.664 | 741.664 | 0 | 0 | 0 | 0 | 0 | 0 | 0 | 0 | 0 | 0 | 0 | 0
depreciation |  |  | 0 | 0 | 0 | -615.7083 | -615.7083 | -615.7083 | -615.7083 | -615.7083 | 0 | 0 | 0 | 0 | 0 | 0 | 0 | 0 | 0 | 0 | 0 | 0
tax |  |  | 0 | 0 | 0 | 0 | -0.2732 | -31.4889 | -31.4889 | -31.4889 | 0 | 0 | 0 | 0 | 0 | 0 | 0 | 0 | 0 | 0 | 0 | 0
net FCF |  |  | -583.3333 | -609.5833 | -609.5833 | -1995.8731 | 616.5279 | 710.1751 | 710.1751 | 1686.6751 | 0 | 0 | 0 | 0 | 0 | 0 | 0 | 0 | 0 | 0 | 0 | 0
discounted FCF |  |  | -583.3333 | -542.6236 | -483.019 | -1407.7634 | 387.0928 | 396.9112 | 353.3124 | 746.9482 | 0 | 0 | 0 | 0 | 0 | 0 | 0 | 0 | 0 | 0 | 0 | 0
op-margin PV term |  |  | 0 | 0 | 0 | 339.1606 | 333.1843 | 348.9242 | 310.5966 | 276.4791 | 0 | 0 | 0 | 0 | 0 | 0 | 0 | 0 | 0 | 0 | 0 | 0
active TTP (raw) |  | 3
NPV ($m) |  | -1132.4747
Op-margin PV |  | 1608.3448
Break-even utilization |  | >100% (never)
── Ireland · Contracted ── | Ireland
Ops start S (yr) |  | 6
WACC (incl deal) |  | 0.0684
Discount base v |  | 0.93598
Power cost (full occ) $m |  | 138.7584
Opex $m |  | 82.23
country row index |  | 4
Tax rate |  | 0.125
Facility capex $m |  | 1780
GPU capex $m |  | 2520
Year-1 full revenue $m |  | 2636.4096
operating flag |  |  | 0 | 0 | 0 | 0 | 0 | 0 | 1 | 1 | 1 | 1 | 1 | 0 | 0 | 0 | 0 | 0 | 0 | 0 | 0 | 0
flag |  |  | 0 | 0 | 0 | 0 | 0 | 0 | 1 | 1 | 1 | 1 | 1 | 0 | 0 | 0 | 0 | 0 | 0 | 0 | 0 | 0
occupancy |  |  | 0 | 0 | 0 | 0 | 0 | 0 | 0.65 | 0.85 | 1 | 1 | 1 | 0 | 0 | 0 | 0 | 0 | 0 | 0 | 0 | 0
price $/GPU-hr |  |  | 2.5 | 2.5 | 2.5 | 2.5 | 2.5 | 2.5 | 2.5 | 2.5 | 2.5 | 2.5 | 2.5 | 2.5 | 2.5 | 2.5 | 2.5 | 2.5 | 2.5 | 2.5 | 2.5 | 2.5
revenue |  |  | 0 | 0 | 0 | 0 | 0 | 0 | 751.608 | 982.872 | 1156.32 | 1156.32 | 1156.32 | 0 | 0 | 0 | 0 | 0 | 0 | 0 | 0 | 0
EBITDA |  |  | 0 | 0 | 0 | 0 | 0 | 0 | 579.185 | 782.6974 | 935.3316 | 935.3316 | 935.3316 | 0 | 0 | 0 | 0 | 0 | 0 | 0 | 0 | 0
depreciation |  |  | 0 | 0 | 0 | 0 | 0 | 0 | -617.6233 | -617.6233 | -617.6233 | -617.6233 | -617.6233 | 0 | 0 | 0 | 0 | 0 | 0 | 0 | 0 | 0
tax |  |  | 0 | 0 | 0 | 0 | 0 | 0 | 0 | -20.6343 | -39.7135 | -39.7135 | -39.7135 | 0 | 0 | 0 | 0 | 0 | 0 | 0 | 0 | 0
net FCF |  |  | -296.6667 | -323.3667 | -323.3667 | -323.3667 | -323.3667 | -323.3667 | -1967.515 | 762.0631 | 895.6181 | 895.6181 | 1917.1181 | 0 | 0 | 0 | 0 | 0 | 0 | 0 | 0 | 0
discounted FCF |  |  | -296.6667 | -302.6644 | -283.2876 | -265.1512 | -248.176 | -232.2875 | -1322.8627 | 479.572 | 527.5356 | 493.7623 | 989.2591 | 0 | 0 | 0 | 0 | 0 | 0 | 0 | 0 | 0
op-margin PV term |  |  | 0 | 0 | 0 | 0 | 0 | 0 | 389.1158 | 476.267 | 524.4423 | 490.867 | 459.4412 | 0 | 0 | 0 | 0 | 0 | 0 | 0 | 0 | 0
active TTP (raw) |  | 6
NPV ($m) |  | -460.967
Op-margin PV |  | 2340.1334
Break-even utilization |  | >100% (never)
── Ireland · Merchant ── | Ireland
Ops start S (yr) |  | 6
WACC (incl deal) |  | 0.1134
Discount base v |  | 0.89815
Power cost (full occ) $m |  | 110.376
Opex $m |  | 82.23
country row index |  | 4
Tax rate |  | 0.125
Facility capex $m |  | 1780
GPU capex $m |  | 2520
Year-1 full revenue $m |  | 2097.144
operating flag |  |  | 0 | 0 | 0 | 0 | 0 | 0 | 1 | 1 | 1 | 1 | 1 | 0 | 0 | 0 | 0 | 0 | 0 | 0 | 0 | 0
flag |  |  | 0 | 0 | 0 | 0 | 0 | 0 | 1 | 1 | 1 | 1 | 1 | 0 | 0 | 0 | 0 | 0 | 0 | 0 | 0 | 0
occupancy |  |  | 0 | 0 | 0 | 0 | 0 | 0 | 0.65 | 0.85 | 1 | 1 | 1 | 0 | 0 | 0 | 0 | 0 | 0 | 0 | 0 | 0
price $/GPU-hr |  |  | 5.7 | 4.56 | 3.648 | 2.9184 | 2.5 | 2.5 | 2.5 | 2.5 | 2.5 | 2.5 | 2.5 | 2.5 | 2.5 | 2.5 | 2.5 | 2.5 | 2.5 | 2.5 | 2.5 | 2.5
revenue |  |  | 0 | 0 | 0 | 0 | 0 | 0 | 597.87 | 781.83 | 919.8 | 919.8 | 919.8 | 0 | 0 | 0 | 0 | 0 | 0 | 0 | 0 | 0
EBITDA |  |  | 0 | 0 | 0 | 0 | 0 | 0 | 443.8956 | 605.7804 | 727.194 | 727.194 | 727.194 | 0 | 0 | 0 | 0 | 0 | 0 | 0 | 0 | 0
depreciation |  |  | 0 | 0 | 0 | 0 | 0 | 0 | -617.6233 | -617.6233 | -617.6233 | -617.6233 | -617.6233 | 0 | 0 | 0 | 0 | 0 | 0 | 0 | 0 | 0
tax |  |  | 0 | 0 | 0 | 0 | 0 | 0 | 0 | 0 | -13.6963 | -13.6963 | -13.6963 | 0 | 0 | 0 | 0 | 0 | 0 | 0 | 0 | 0
net FCF |  |  | -296.6667 | -323.3667 | -323.3667 | -323.3667 | -323.3667 | -323.3667 | -2102.8044 | 605.7804 | 713.4977 | 713.4977 | 1734.9977 | 0 | 0 | 0 | 0 | 0 | 0 | 0 | 0 | 0
discounted FCF |  |  | -296.6667 | -290.4317 | -260.8512 | -234.2834 | -210.4216 | -188.9901 | -1103.803 | 285.599 | 302.1223 | 271.3511 | 592.6342 | 0 | 0 | 0 | 0 | 0 | 0 | 0 | 0 | 0
op-margin PV term |  |  | 0 | 0 | 0 | 0 | 0 | 0 | 241.6519 | 283.821 | 299.8986 | 269.3538 | 241.9201 | 0 | 0 | 0 | 0 | 0 | 0 | 0 | 0 | 0
active TTP (raw) |  | 6
NPV ($m) |  | -1133.7411
Op-margin PV |  | 1336.6454
Break-even utilization |  | >100% (never)
── Saudi Arabia · Contracted ── | Saudi Arabia
Ops start S (yr) |  | 2
WACC (incl deal) |  | 0.0684
Discount base v |  | 0.93598
Power cost (full occ) $m |  | 53.6532
Opex $m |  | 81.1425
country row index |  | 5
Tax rate |  | 0.2
Facility capex $m |  | 1730
GPU capex $m |  | 2520
Year-1 full revenue $m |  | 2636.4096
operating flag |  |  | 0 | 0 | 1 | 1 | 1 | 1 | 1 | 0 | 0 | 0 | 0 | 0 | 0 | 0 | 0 | 0 | 0 | 0 | 0 | 0
flag |  |  | 0 | 0 | 1 | 1 | 1 | 1 | 1 | 0 | 0 | 0 | 0 | 0 | 0 | 0 | 0 | 0 | 0 | 0 | 0 | 0
occupancy |  |  | 0 | 0 | 0.65 | 0.85 | 1 | 1 | 1 | 0 | 0 | 0 | 0 | 0 | 0 | 0 | 0 | 0 | 0 | 0 | 0 | 0
price $/GPU-hr |  |  | 3.648 | 3.648 | 3.648 | 3.648 | 3.648 | 3.648 | 3.648 | 3.648 | 3.648 | 3.648 | 3.648 | 3.648 | 3.648 | 3.648 | 3.648 | 3.648 | 3.648 | 3.648 | 3.648 | 3.648
revenue |  |  | 0 | 0 | 1096.7464 | 1434.2068 | 1687.3021 | 1687.3021 | 1687.3021 | 0 | 0 | 0 | 0 | 0 | 0 | 0 | 0 | 0 | 0 | 0 | 0 | 0
EBITDA |  |  | 0 | 0 | 980.7293 | 1307.4591 | 1552.5064 | 1552.5064 | 1552.5064 | 0 | 0 | 0 | 0 | 0 | 0 | 0 | 0 | 0 | 0 | 0 | 0 | 0
depreciation |  |  | 0 | 0 | -614.4317 | -614.4317 | -614.4317 | -614.4317 | -614.4317 | 0 | 0 | 0 | 0 | 0 | 0 | 0 | 0 | 0 | 0 | 0 | 0 | 0
tax |  |  | 0 | 0 | -73.2595 | -138.6055 | -187.6149 | -187.6149 | -187.6149 | 0 | 0 | 0 | 0 | 0 | 0 | 0 | 0 | 0 | 0 | 0 | 0 | 0
net FCF |  |  | -865 | -890.95 | -1638.4802 | 1168.8536 | 1364.8915 | 1364.8915 | 2344.9915 | 0 | 0 | 0 | 0 | 0 | 0 | 0 | 0 | 0 | 0 | 0 | 0 | 0
discounted FCF |  |  | -865 | -833.9105 | -1435.4017 | 958.4258 | 1047.5207 | 980.4574 | 1576.6598 | 0 | 0 | 0 | 0 | 0 | 0 | 0 | 0 | 0 | 0 | 0 | 0 | 0
op-margin PV term |  |  | 0 | 0 | 744.208 | 910.8901 | 1003.0283 | 938.8135 | 878.7097 | 0 | 0 | 0 | 0 | 0 | 0 | 0 | 0 | 0 | 0 | 0 | 0 | 0
active TTP (raw) |  | 2
NPV ($m) |  | 1428.7514
Op-margin PV |  | 4475.6496
Break-even utilization |  | 59.91%
── Saudi Arabia · Merchant ── | Saudi Arabia
Ops start S (yr) |  | 2
WACC (incl deal) |  | 0.1134
Discount base v |  | 0.89815
Power cost (full occ) $m |  | 42.6787
Opex $m |  | 81.1425
country row index |  | 5
Tax rate |  | 0.2
Facility capex $m |  | 1730
GPU capex $m |  | 2520
Year-1 full revenue $m |  | 2097.144
operating flag |  |  | 0 | 0 | 1 | 1 | 1 | 1 | 1 | 0 | 0 | 0 | 0 | 0 | 0 | 0 | 0 | 0 | 0 | 0 | 0 | 0
flag |  |  | 0 | 0 | 1 | 1 | 1 | 1 | 1 | 0 | 0 | 0 | 0 | 0 | 0 | 0 | 0 | 0 | 0 | 0 | 0 | 0
occupancy |  |  | 0 | 0 | 0.65 | 0.85 | 1 | 1 | 1 | 0 | 0 | 0 | 0 | 0 | 0 | 0 | 0 | 0 | 0 | 0 | 0 | 0
price $/GPU-hr |  |  | 5.7 | 4.56 | 3.648 | 2.9184 | 2.5 | 2.5 | 2.5 | 2.5 | 2.5 | 2.5 | 2.5 | 2.5 | 2.5 | 2.5 | 2.5 | 2.5 | 2.5 | 2.5 | 2.5 | 2.5
revenue |  |  | 0 | 0 | 872.4119 | 912.6771 | 919.8 | 919.8 | 919.8 | 0 | 0 | 0 | 0 | 0 | 0 | 0 | 0 | 0 | 0 | 0 | 0 | 0
EBITDA |  |  | 0 | 0 | 763.5282 | 795.2577 | 795.9788 | 795.9788 | 795.9788 | 0 | 0 | 0 | 0 | 0 | 0 | 0 | 0 | 0 | 0 | 0 | 0 | 0
depreciation |  |  | 0 | 0 | -614.4317 | -614.4317 | -614.4317 | -614.4317 | -614.4317 | 0 | 0 | 0 | 0 | 0 | 0 | 0 | 0 | 0 | 0 | 0 | 0 | 0
tax |  |  | 0 | 0 | -29.8193 | -36.1652 | -36.3094 | -36.3094 | -36.3094 | 0 | 0 | 0 | 0 | 0 | 0 | 0 | 0 | 0 | 0 | 0 | 0 | 0
net FCF |  |  | -865 | -890.95 | -1812.2411 | 759.0925 | 759.6694 | 759.6694 | 1739.7694 | 0 | 0 | 0 | 0 | 0 | 0 | 0 | 0 | 0 | 0 | 0 | 0 | 0
discounted FCF |  |  | -865 | -800.2066 | -1461.8861 | 549.9726 | 494.3332 | 443.9852 | 913.2388 | 0 | 0 | 0 | 0 | 0 | 0 | 0 | 0 | 0 | 0 | 0 | 0 | 0
op-margin PV term |  |  | 0 | 0 | 545.0985 | 507.9708 | 456.6093 | 410.1036 | 368.3344 | 0 | 0 | 0 | 0 | 0 | 0 | 0 | 0 | 0 | 0 | 0 | 0 | 0
active TTP (raw) |  | 2
NPV ($m) |  | -725.5629
Op-margin PV |  | 2288.1167
Break-even utilization |  | 92.2%
── Norway · Instant ── | Norway
Ops start S (yr) |  | 0
WACC (incl deal) |  | 0.0634
Discount base v |  | 0.94038
Power cost (full occ) $m |  | 46.0986
Opex $m |  | 86.47
country row index |  | 1
Tax rate |  | 0.22
Facility capex $m |  | 1740
GPU capex $m |  | 2520
Year-1 full revenue $m |  | 2636.4096
operating flag |  |  | 1 | 1 | 1 | 1 | 1 | 0 | 0 | 0 | 0 | 0 | 0 | 0 | 0 | 0 | 0 | 0 | 0 | 0 | 0 | 0
flag |  |  | 1 | 1 | 1 | 1 | 1 | 0 | 0 | 0 | 0 | 0 | 0 | 0 | 0 | 0 | 0 | 0 | 0 | 0 | 0 | 0
occupancy |  |  | 0.65 | 0.85 | 1 | 1 | 1 | 0 | 0 | 0 | 0 | 0 | 0 | 0 | 0 | 0 | 0 | 0 | 0 | 0 | 0 | 0
price $/GPU-hr |  |  | 5.7 | 5.7 | 5.7 | 5.7 | 5.7 | 5.7 | 5.7 | 5.7 | 5.7 | 5.7 | 5.7 | 5.7 | 5.7 | 5.7 | 5.7 | 5.7 | 5.7 | 5.7 | 5.7 | 5.7
revenue |  |  | 1713.6662 | 2240.9482 | 2636.4096 | 2636.4096 | 2636.4096 | 0 | 0 | 0 | 0 | 0 | 0 | 0 | 0 | 0 | 0 | 0 | 0 | 0 | 0 | 0
EBITDA |  |  | 1597.2321 | 2115.2943 | 2503.841 | 2503.841 | 2503.841 | 0 | 0 | 0 | 0 | 0 | 0 | 0 | 0 | 0 | 0 | 0 | 0 | 0 | 0 | 0
depreciation |  |  | -615.07 | -615.07 | -615.07 | -615.07 | -615.07 | 0 | 0 | 0 | 0 | 0 | 0 | 0 | 0 | 0 | 0 | 0 | 0 | 0 | 0 | 0
tax |  |  | -216.0757 | -330.0494 | -415.5296 | -415.5296 | -415.5296 | 0 | 0 | 0 | 0 | 0 | 0 | 0 | 0 | 0 | 0 | 0 | 0 | 0 | 0 | 0
net FCF |  |  | -2878.8435 | 1785.245 | 2088.3114 | 2088.3114 | 3067.8714 | 0 | 0 | 0 | 0 | 0 | 0 | 0 | 0 | 0 | 0 | 0 | 0 | 0 | 0 | 0
discounted FCF |  |  | -2878.8435 | 1678.8085 | 1846.7238 | 1736.6219 | 2399.112 | 0 | 0 | 0 | 0 | 0 | 0 | 0 | 0 | 0 | 0 | 0 | 0 | 0 | 0 | 0
op-margin PV term |  |  | 1313.2877 | 1614.9861 | 1786.7064 | 1680.1828 | 1580.0102 | 0 | 0 | 0 | 0 | 0 | 0 | 0 | 0 | 0 | 0 | 0 | 0 | 0 | 0 | 0
active TTP (raw) |  | 0
NPV ($m) |  | 4782.4227
Op-margin PV |  | 7975.1731
Break-even utilization |  | 35.23%
── United States · Instant ── | United States
Ops start S (yr) |  | 0
WACC (incl deal) |  | 0.0634
Discount base v |  | 0.94038
Power cost (full occ) $m |  | 60.1286
Opex $m |  | 101.48
country row index |  | 2
Tax rate |  | 0.21
Facility capex $m |  | 1760
GPU capex $m |  | 2520
Year-1 full revenue $m |  | 2636.4096
operating flag |  |  | 1 | 1 | 1 | 1 | 1 | 0 | 0 | 0 | 0 | 0 | 0 | 0 | 0 | 0 | 0 | 0 | 0 | 0 | 0 | 0
flag |  |  | 1 | 1 | 1 | 1 | 1 | 0 | 0 | 0 | 0 | 0 | 0 | 0 | 0 | 0 | 0 | 0 | 0 | 0 | 0 | 0
occupancy |  |  | 0.65 | 0.85 | 1 | 1 | 1 | 0 | 0 | 0 | 0 | 0 | 0 | 0 | 0 | 0 | 0 | 0 | 0 | 0 | 0 | 0
price $/GPU-hr |  |  | 5.7 | 5.7 | 5.7 | 5.7 | 5.7 | 5.7 | 5.7 | 5.7 | 5.7 | 5.7 | 5.7 | 5.7 | 5.7 | 5.7 | 5.7 | 5.7 | 5.7 | 5.7 | 5.7 | 5.7
revenue |  |  | 1713.6662 | 2240.9482 | 2636.4096 | 2636.4096 | 2636.4096 | 0 | 0 | 0 | 0 | 0 | 0 | 0 | 0 | 0 | 0 | 0 | 0 | 0 | 0 | 0
EBITDA |  |  | 1573.1026 | 2088.3588 | 2474.801 | 2474.801 | 2474.801 | 0 | 0 | 0 | 0 | 0 | 0 | 0 | 0 | 0 | 0 | 0 | 0 | 0 | 0 | 0
depreciation |  |  | -616.3467 | -616.3467 | -616.3467 | -616.3467 | -616.3467 | 0 | 0 | 0 | 0 | 0 | 0 | 0 | 0 | 0 | 0 | 0 | 0 | 0 | 0 | 0
tax |  |  | -200.9188 | -309.1226 | -390.2754 | -390.2754 | -390.2754 | 0 | 0 | 0 | 0 | 0 | 0 | 0 | 0 | 0 | 0 | 0 | 0 | 0 | 0 | 0
net FCF |  |  | -2907.8161 | 1779.2363 | 2084.5256 | 2084.5256 | 3075.6056 | 0 | 0 | 0 | 0 | 0 | 0 | 0 | 0 | 0 | 0 | 0 | 0 | 0 | 0 | 0
discounted FCF |  |  | -2907.8161 | 1673.158 | 1843.3759 | 1733.4737 | 2405.1602 | 0 | 0 | 0 | 0 | 0 | 0 | 0 | 0 | 0 | 0 | 0 | 0 | 0 | 0 | 0
op-margin PV term |  |  | 1322.9203 | 1626.8315 | 1799.8114 | 1692.5065 | 1591.5991 | 0 | 0 | 0 | 0 | 0 | 0 | 0 | 0 | 0 | 0 | 0 | 0 | 0 | 0 | 0
active TTP (raw) |  | 0
NPV ($m) |  | 4747.3518
Op-margin PV |  | 8033.6689
Break-even utilization |  | 36%
── India · Instant ── | India
Ops start S (yr) |  | 0
WACC (incl deal) |  | 0.0784
Discount base v |  | 0.9273
Power cost (full occ) $m |  | 109.8504
Opex $m |  | 90.755
country row index |  | 3
Tax rate |  | 0.25
Facility capex $m |  | 1750
GPU capex $m |  | 2520
Year-1 full revenue $m |  | 2636.4096
operating flag |  |  | 1 | 1 | 1 | 1 | 1 | 0 | 0 | 0 | 0 | 0 | 0 | 0 | 0 | 0 | 0 | 0 | 0 | 0 | 0 | 0
flag |  |  | 1 | 1 | 1 | 1 | 1 | 0 | 0 | 0 | 0 | 0 | 0 | 0 | 0 | 0 | 0 | 0 | 0 | 0 | 0 | 0
occupancy |  |  | 0.65 | 0.85 | 1 | 1 | 1 | 0 | 0 | 0 | 0 | 0 | 0 | 0 | 0 | 0 | 0 | 0 | 0 | 0 | 0 | 0
price $/GPU-hr |  |  | 5.7 | 5.7 | 5.7 | 5.7 | 5.7 | 5.7 | 5.7 | 5.7 | 5.7 | 5.7 | 5.7 | 5.7 | 5.7 | 5.7 | 5.7 | 5.7 | 5.7 | 5.7 | 5.7 | 5.7
revenue |  |  | 1713.6662 | 2240.9482 | 2636.4096 | 2636.4096 | 2636.4096 | 0 | 0 | 0 | 0 | 0 | 0 | 0 | 0 | 0 | 0 | 0 | 0 | 0 | 0 | 0
EBITDA |  |  | 1551.5085 | 2056.8203 | 2435.8042 | 2435.8042 | 2435.8042 | 0 | 0 | 0 | 0 | 0 | 0 | 0 | 0 | 0 | 0 | 0 | 0 | 0 | 0 | 0
depreciation |  |  | -615.7083 | -615.7083 | -615.7083 | -615.7083 | -615.7083 | 0 | 0 | 0 | 0 | 0 | 0 | 0 | 0 | 0 | 0 | 0 | 0 | 0 | 0 | 0
tax |  |  | -233.95 | -360.278 | -455.024 | -455.024 | -455.024 | 0 | 0 | 0 | 0 | 0 | 0 | 0 | 0 | 0 | 0 | 0 | 0 | 0 | 0 | 0
net FCF |  |  | -2952.4416 | 1696.5423 | 1980.7802 | 1980.7802 | 2957.2802 | 0 | 0 | 0 | 0 | 0 | 0 | 0 | 0 | 0 | 0 | 0 | 0 | 0 | 0 | 0
discounted FCF |  |  | -2952.4416 | 1573.2032 | 1703.2427 | 1579.4164 | 2186.6182 | 0 | 0 | 0 | 0 | 0 | 0 | 0 | 0 | 0 | 0 | 0 | 0 | 0 | 0 | 0
op-margin PV term |  |  | 1231.6976 | 1493.5845 | 1629.4123 | 1510.9535 | 1401.1067 | 0 | 0 | 0 | 0 | 0 | 0 | 0 | 0 | 0 | 0 | 0 | 0 | 0 | 0 | 0
active TTP (raw) |  | 0
NPV ($m) |  | 4090.039
Op-margin PV |  | 7266.7546
Break-even utilization |  | 38.47%
── Ireland · Instant ── | Ireland
Ops start S (yr) |  | 0
WACC (incl deal) |  | 0.0684
Discount base v |  | 0.93598
Power cost (full occ) $m |  | 138.7584
Opex $m |  | 82.23
country row index |  | 4
Tax rate |  | 0.125
Facility capex $m |  | 1780
GPU capex $m |  | 2520
Year-1 full revenue $m |  | 2636.4096
operating flag |  |  | 1 | 1 | 1 | 1 | 1 | 0 | 0 | 0 | 0 | 0 | 0 | 0 | 0 | 0 | 0 | 0 | 0 | 0 | 0 | 0
flag |  |  | 1 | 1 | 1 | 1 | 1 | 0 | 0 | 0 | 0 | 0 | 0 | 0 | 0 | 0 | 0 | 0 | 0 | 0 | 0 | 0
occupancy |  |  | 0.65 | 0.85 | 1 | 1 | 1 | 0 | 0 | 0 | 0 | 0 | 0 | 0 | 0 | 0 | 0 | 0 | 0 | 0 | 0 | 0
price $/GPU-hr |  |  | 5.7 | 5.7 | 5.7 | 5.7 | 5.7 | 5.7 | 5.7 | 5.7 | 5.7 | 5.7 | 5.7 | 5.7 | 5.7 | 5.7 | 5.7 | 5.7 | 5.7 | 5.7 | 5.7 | 5.7
revenue |  |  | 1713.6662 | 2240.9482 | 2636.4096 | 2636.4096 | 2636.4096 | 0 | 0 | 0 | 0 | 0 | 0 | 0 | 0 | 0 | 0 | 0 | 0 | 0 | 0 | 0
EBITDA |  |  | 1541.2433 | 2040.7735 | 2415.4212 | 2415.4212 | 2415.4212 | 0 | 0 | 0 | 0 | 0 | 0 | 0 | 0 | 0 | 0 | 0 | 0 | 0 | 0 | 0
depreciation |  |  | -617.6233 | -617.6233 | -617.6233 | -617.6233 | -617.6233 | 0 | 0 | 0 | 0 | 0 | 0 | 0 | 0 | 0 | 0 | 0 | 0 | 0 | 0 | 0
tax |  |  | -115.4525 | -177.8938 | -224.7247 | -224.7247 | -224.7247 | 0 | 0 | 0 | 0 | 0 | 0 | 0 | 0 | 0 | 0 | 0 | 0 | 0 | 0 | 0
net FCF |  |  | -2874.2092 | 1862.8797 | 2190.6965 | 2190.6965 | 3212.1965 | 0 | 0 | 0 | 0 | 0 | 0 | 0 | 0 | 0 | 0 | 0 | 0 | 0 | 0 | 0
discounted FCF |  |  | -2874.2092 | 1743.6164 | 1919.1744 | 1796.307 | 2465.2819 | 0 | 0 | 0 | 0 | 0 | 0 | 0 | 0 | 0 | 0 | 0 | 0 | 0 | 0 | 0
op-margin PV term |  |  | 1420.5391 | 1738.7009 | 1914.5737 | 1792.0008 | 1677.2752 | 0 | 0 | 0 | 0 | 0 | 0 | 0 | 0 | 0 | 0 | 0 | 0 | 0 | 0 | 0
active TTP (raw) |  | 0
NPV ($m) |  | 5050.1705
Op-margin PV |  | 8543.0897
Break-even utilization |  | 35.98%
── Saudi Arabia · Instant ── | Saudi Arabia
Ops start S (yr) |  | 0
WACC (incl deal) |  | 0.0684
Discount base v |  | 0.93598
Power cost (full occ) $m |  | 53.6532
Opex $m |  | 81.1425
country row index |  | 5
Tax rate |  | 0.2
Facility capex $m |  | 1730
GPU capex $m |  | 2520
Year-1 full revenue $m |  | 2636.4096
operating flag |  |  | 1 | 1 | 1 | 1 | 1 | 0 | 0 | 0 | 0 | 0 | 0 | 0 | 0 | 0 | 0 | 0 | 0 | 0 | 0 | 0
flag |  |  | 1 | 1 | 1 | 1 | 1 | 0 | 0 | 0 | 0 | 0 | 0 | 0 | 0 | 0 | 0 | 0 | 0 | 0 | 0 | 0
occupancy |  |  | 0.65 | 0.85 | 1 | 1 | 1 | 0 | 0 | 0 | 0 | 0 | 0 | 0 | 0 | 0 | 0 | 0 | 0 | 0 | 0 | 0
price $/GPU-hr |  |  | 5.7 | 5.7 | 5.7 | 5.7 | 5.7 | 5.7 | 5.7 | 5.7 | 5.7 | 5.7 | 5.7 | 5.7 | 5.7 | 5.7 | 5.7 | 5.7 | 5.7 | 5.7 | 5.7 | 5.7
revenue |  |  | 1713.6662 | 2240.9482 | 2636.4096 | 2636.4096 | 2636.4096 | 0 | 0 | 0 | 0 | 0 | 0 | 0 | 0 | 0 | 0 | 0 | 0 | 0 | 0 | 0
EBITDA |  |  | 1597.6491 | 2114.2004 | 2501.6139 | 2501.6139 | 2501.6139 | 0 | 0 | 0 | 0 | 0 | 0 | 0 | 0 | 0 | 0 | 0 | 0 | 0 | 0 | 0
depreciation |  |  | -614.4317 | -614.4317 | -614.4317 | -614.4317 | -614.4317 | 0 | 0 | 0 | 0 | 0 | 0 | 0 | 0 | 0 | 0 | 0 | 0 | 0 | 0 | 0
tax |  |  | -196.6435 | -299.9537 | -377.4364 | -377.4364 | -377.4364 | 0 | 0 | 0 | 0 | 0 | 0 | 0 | 0 | 0 | 0 | 0 | 0 | 0 | 0 | 0
net FCF |  |  | -2848.9944 | 1814.2467 | 2124.1774 | 2124.1774 | 3104.2774 | 0 | 0 | 0 | 0 | 0 | 0 | 0 | 0 | 0 | 0 | 0 | 0 | 0 | 0 | 0
discounted FCF |  |  | -2848.9944 | 1698.0968 | 1860.9 | 1741.7634 | 2382.4567 | 0 | 0 | 0 | 0 | 0 | 0 | 0 | 0 | 0 | 0 | 0 | 0 | 0 | 0 | 0
op-margin PV term |  |  | 1343.0333 | 1643.8359 | 1810.1129 | 1694.2277 | 1585.7616 | 0 | 0 | 0 | 0 | 0 | 0 | 0 | 0 | 0 | 0 | 0 | 0 | 0 | 0 | 0
active TTP (raw) |  | 0
NPV ($m) |  | 4834.2224
Op-margin PV |  | 8076.9715
Break-even utilization |  | 35.33%
Country |  | Contracted NPV | 0: Merchant NPV; 1: Active NPV; 2: Active BE; 3: Instant NPV
Norway |  | 1448.0114 | 0: -712.1095; 1: 1448.0114; 2: 59.48%; 3: 4782.4227
United States |  | -281.9608 | 0: -1063.6648; 1: -281.9608; 2: 97.87%; 3: 4747.3518
India |  | 12.4173 | 0: -1132.4747; 1: 12.4173; 2: 87.62%; 3: 4090.039
Ireland |  | -460.967 | 0: -1133.7411; 1: -460.967; 2: >100% (never); 3: 5050.1705
Saudi Arabia |  | 1428.7514 | 0: -725.5629; 1: 1428.7514; 2: 59.91%; 3: 4834.2224

## Price Floor
Compute-Price Floor — full-cost derivation & external validation |  | checks OK
Model-generated: the break-even rental rate ($/GPU-hr at which each country reaches NPV=0), built from its own cost stack (capex, power, O&M, WACC, tax). The floor = the low-cost producer (Norway/Saudi). Cross-checked against the Silicon Data B200 index. Diagnostic — does not feed the engine.
Cost stack & full-cost break-even (this scenario)
|  | Norway | United States | India | Ireland | Saudi Arabia
| Cost of capital — unlevered hurdle rate (incl. deal) | 6.34% | 6.34% | 7.84% | 6.84% | 6.84%
| Corporate tax | 22% | 21% | 25% | 12.5% | 20%
| Ops-start S (yr) | 2 | 5 | 3 | 6 | 2
| Entry price P_e ($/GPU-hr) | 3.648 | 2.5 | 2.9184 | 2.5 | 3.648
| Revenue at entry ($m/yr, full occ) | 1687.3021 | 1156.32 | 1349.8417 | 1156.32 | 1687.3021
| Facility capex ($m) | 1740 | 1760 | 1750 | 1780 | 1730
| GPU capex ($m) | 2520 | 2520 | 2520 | 2520 | 2520
| Power ($m/yr) | 46.0986 | 60.1286 | 109.8504 | 138.7584 | 53.6532
| Opex — O&M+ins+tax ($m/yr) | 86.47 | 101.48 | 90.755 | 82.23 | 81.1425
| NPV at entry price ($m) | 1448.0114 | -281.9608 | 12.4173 | -460.967 | 1428.7514
| Discount factor v = 1/(1+WACC) | 0.94038 | 0.94038 | 0.9273 | 0.93598 | 0.93598
| Hold annuity A = v^(S+1)(1−v^L)/(1−v) | 3.9249 | 3.2639 | 3.4478 | 2.958 | 3.8542
| Ramp-adj revenue annuity | 3.4906 | 2.9028 | 3.0578 | 2.6283 | 3.4246
| Revenue PV after-tax ($m) | 4593.9658 | 2651.6455 | 3095.6669 | 2659.2425 | 4622.6415
| BREAK-EVEN rental rate ($/GPU-hr) [NPV=0] | 2.4982 | 2.7658 | 2.9067 | 2.9334 | 2.5205
| MODEL FULL-COST FLOOR = low-cost producer (min of Norway, Saudi) | 2.4982
External validation — B200 observed committed-floor band (Silicon Data SDB200RT)
| B200 committed-floor band — low (SDB200RT) | 2.5
| B200 committed-floor band — high (SDB200RT) | 3
Reconciliation
| Floor input, Base case (Assumptions) | 2.5
| Model full-cost floor (this scenario) | 2.4982
| Internal-consistency flag (0=ok; ¦Base floor − model floor¦, enforced at Base·Contracted) | 0
| External-coherence flag (0=ok: band-low ≤ model floor ≤ band-high) | 0
Note: the full-cost floor is a Base-case central anchor ($2.50), cost-derived and inside the B200 observed committed-floor band ($2.50–3.00). The H100 completed cycle ($1.70 trough → $2.35 rebound) is the mean-reversion analog. Break-even is a linear (taxable>0) approximation — exact for the profitable low-cost producers that set the floor.
Sources: Silicon Data SDB200RT (B200 index, grade High); Silicon Analysts / neocloud cost decomposition (Med); H100 lifecycle analog $1.70→$2.35 (mean-reversion). Vintage 2026.

## ▸ OUTPUTS
▸ OUTPUTS

## Comparison
Comparison — five-country infrastructure-cost ranking under COMMON revenue & lawful-chip-access assumptions. CONDITIONAL: results depend on lawful Blackwell/B200 access (export-controlled for some destinations), single-point time-to-power estimates, and projected ~20%/yr price erosion toward the full-cost floor — see Limitations before citing any rank. |  | checks OK
Every country computed identically; none is the base. Scenario set on Assumptions; applies to all. Blue = country lever linked in; black = calculation; red = headline output. Drill on Calculations / Country detail.
Scenario (set on Assumptions) | Base |  | Workbook status | checks OK
Metric |  | Norway | United States | India | Ireland | Saudi Arabia
Country-varying levers (this scenario)
| Delivered power ($/MWh) | 52 | 60 | 95 | 150 | 48
| Time-to-power (yr) | 2 | 4.5 | 3 | 6 | 2
| Cost of capital — unlevered hurdle rate (incl. deal premium) | 6.34% | 6.34% | 7.84% | 6.84% | 6.84%
| Corporate tax | 22% | 21% | 25% | 12.5% | 20%
| PUE (per unit efficiency) | 1.15 | 1.3 | 1.5 | 1.2 | 1.45
| Interconnection ($m/MW) | 0.4 | 0.6 | 0.5 | 0.8 | 0.3
| Property tax rate (%/yr, pre-abate) | 0.3% | 1% | 0.5% | 0.1% | 0.05%
Economics (per country; entry-price basis). NPV/BE come from the per-period Country Engine — these rows are descriptive.
| Ops start S (period) = ROUND(TTP) | 2 | 5 | 3 | 6 | 2
| Entry price P_e ($/GPU-hr) = P0·(1−d)^TTP | 3.648 | 2.5 | 2.9184 | 2.5 | 3.648
| Revenue at entry (level, full occ, $m) | 1687.3021 | 1156.32 | 1349.8417 | 1156.32 | 1687.3021
| Power cost ($m) | 46.0986 | 60.1286 | 109.8504 | 138.7584 | 53.6532
| GPU capex ($m) — country-invariant | 2520 | 2520 | 2520 | 2520 | 2520
| Facility capex incl. interconnect ($m) | 1740 | 1760 | 1750 | 1780 | 1730
| Opex — O&M+ins+prop tax ($m) | 86.47 | 101.48 | 90.755 | 82.23 | 81.1425
| EBITDA at entry ($m) | 1554.7335 | 994.7114 | 1149.2363 | 935.3316 | 1552.5064
| Total capex (facility + GPU) ($m) | 4260 | 4280 | 4270 | 4300 | 4250
| Effective energy burden ($/MWh) = PUE × price | 59.8 | 78 | 142.5 | 180 | 69.6
Results — from the per-period Country Engine (active deal). ▲ INDICATIVE / DIRECTIONAL: NPVs are for cross-country RANKING, not bankable valuations. Also CONDITIONAL on lawful Blackwell access (US/NO/IE unrestricted; Saudi/India licensed/conditional — see Limitations #7). See the Limitations tab.
| NPV ($m) — per-period (Country Engine) | 1448.0114 | -281.9608 | 12.4173 | -460.967 | 1428.7514
| Break-even utilization | 59.48% | 97.87% | 87.62% | >100% (never) | 59.91%
| Rank by NPV (this scenario)* | 1 | 4 | 3 | 5 | 2
| Profitability index (1 + NPV/capital) | 1.3399 | 0.93412 | 1.0029 | 0.8928 | 1.3362
| Grid carbon intensity (gCO2/kWh) — context lens, NOT in NPV | 28 | 384 | 670 | 290 | 590
| Water intensity (WUE / cooling-water) — not assessed (context lens, NOT in NPV; material in hot climates — India, Saudi) | n/a | n/a | n/a | n/a | n/a
* Ireland's NPV rank excludes the CRU self-generation capex & ~6-yr renewables/approval burden (CRU 2025). It doesn't change the Base/Bull result (Ireland already last), but Ireland's Bear ‘least-bad’ rank is overstated and would fall if costed — see Limitations.
Carbon-adjusted view — shadow price on grid CO₂ (separate lens; excluded from the NPV & ranks above)
| Shadow carbon price ($/tCO₂) — set on Assumptions (context lens) | 190
| Annual grid energy (MWh) | 886512 | 1002144 | 1156320 | 925056 | 1117776
| Annual grid CO₂ (t/yr) = MWh × intensity ÷ 1000 | 24822.336 | 384823.296 | 774734.4 | 268266.24 | 659487.84
| Carbon cost, PV over hold ($m) = t/yr × price × annuity ÷ 1e6 | 16.4625 | 212.239 | 450.1078 | 133.965 | 429.1091
| Carbon-adjusted NPV ($m) = NPV − carbon cost PV | 1431.5488 | -494.1998 | -437.6906 | -594.932 | 999.6422
| Carbon-adjusted rank (this scenario) | 1 | 4 | 3 | 5 | 2
Method: grid CO₂ = IT energy × grid carbon intensity, costed at the shadow price and discounted over the operating hold using the same annuity as revenue. Illustrative — does not feed the NPV or ranks above.

## Sensitivity
Sensitivity — price × utilization, lease-up ramp, one-way tornado |  | checks OK
For the country + scenario + deal selected on Assumptions. A two-way price×utilization grid and a one-way tornado; the LIVE case reconciles to the Comparison NPV (Checks). Scenarios/deal are COHERENT states, not free sliders. Labelled analysis; does not feed the P&L. NOTE: the tornado is a closed-form approximation — exact at Base, indicative for floored/loss countries (see A53).
|  |  | Workbook status | checks OK
Selected-country constants — CONTRACTED entry-price basis (from Calculations). The tornado is the contracted-case sensitivity; the live case reconciles to the engine NPV.
| Revenue base (level, entry price, full occ) ($m) | 1687.3021
| Power cost ($m) | 46.0986
| Opex — O&M+ins+proptax ($m) | 86.47
| Deprec/yr ($m) | 615.07
| Tax rate | 22%
| Annuity factor (ops years) | 3.9249
| Capex PV (phased facility + GPU) ($m) | 3916.6028
| Holding cost PV ($m) | 47.6245
| TV PV ($m) | 677.4092
| Base price×util (entry price × occ) | 3.2102
| Contracted NPV (selected, from engine) | 1448.0114
| Live EBITDA ($m) | 1554.7335
Working — EBITDA ($m) at each price (cols) × utilization (rows)
|  | 3 | 4 | 4.5 | 5.5 | 7
| 60% | 828.1791 | 1143.5391 | 1301.2191 | 1616.5791 | 2089.6191
| 70% | 980.6206 | 1348.5406 | 1532.5006 | 1900.4206 | 2452.3006
| 85% | 1209.2829 | 1656.0429 | 1879.4229 | 2326.1829 | 2996.3229
| 90% | 1285.5037 | 1758.5437 | 1995.0637 | 2468.1037 | 3177.6637
| 95% | 1361.7244 | 1861.0444 | 2110.7044 | 2610.0244 | 3359.0044
Two-way NPV grid ($m) — compute price (cols) × utilization (rows). A range; the live case reconciles below.
|  | 3 | 4 | 4.5 | 5.5 | 7
| 60% | -220.3516 | 745.0863 | 1227.8052 | 2193.2431 | 3641.3999
| 70% | 246.3304 | 1372.6746 | 1935.8466 | 3062.1908 | 4751.7071
| 85% | 946.3533 | 2314.0569 | 2997.9087 | 4365.6124 | 6417.1678
| 90% | 1179.6943 | 2627.851 | 3351.9294 | 4800.0862 | 6972.3214
| 95% | 1413.0352 | 2941.6452 | 3705.9501 | 5234.5601 | 7527.475
Lease-up ramp — Base utilization is the blended average of a lease-up path (illustrative, sourced)
|  | Yr 1 | Yr 2 | Yr 3 | Yr 4 | Yr 5
| Occupancy (illustrative) | 65% | 90% | 90% | 90% | 90%
| Blended (simple average) | 85%
~6–12mo lease-up (yr-1 ~65%) → steady state; the ~85% average is ILLUSTRATIVE (feeds nothing). Live Base occupancy is deal-driven (Assumptions G15). Sources: hyperscaler ramp tranches; CBRE colo vacancy 1.4%; CoreWeave ~74% pre-leased.
Effective revenue per installed GPU-hr = price × utilization (cross-check vs neocloud)
| Model effective (Base P×U) | 5.016
| Neocloud 2025 blended (CoreWeave rev/installed GPU) | ~$2–3
| Steady-state contracted (B200 committed ~$5.70) | ~$3.8
Model effective (~4.5 × 0.88 Contracted) aligns with the contracted benchmark; lower 2025 blended reflects ramp + older-gen fleet (captured by the ramp above).
| Live case NPV (contracted, entry price, incl. ramp, $m) | 1448.0114
Read / method
Read the DIAGONAL: a tight market lifts BOTH price and utilization (top-right), a glut cuts BOTH (bottom-left) — those are the coherent market states. Off-diagonal corners are transient operator trade-offs, not steady states.
| Check: live case NPV = Comparison NPV (all scenarios/deals) | 0 | Tab check | ok
Density one-way (disclosure): GPUs/MW is a FLAT engineering spec (600), held OFF the Bear/Bull market toggle. Disclosed band 500–600; its one-way NPV effect is shown LIVE in the tornado (row 76). Across chip generations density & chip price are physically coupled — read one at a time.
One-way sensitivity (tornado) — CONTRACTED case. Each lever swings across its band; the base column reconciles to the engine NPV (Check). Levers move the LEVEL; the country ranking is invariant.
LIMITATION (closed-form tornado): swings are computed from a parametric closed form, not the per-period engine. The base reconciles to the engine EXACTLY at Base scenario, but is an APPROXIMATION where the tax-loss kink binds — i.e. for floored/loss-making countries (US, Ireland at Base) whose entry price is at the .40 floor. Treat the swing magnitudes there as indicative, not exact; the ranking of levers (compute price ≫ decline > chip ≈ density > power) is robust. Flagged live by Checks C27 (sense).
|  |  | Base | P0 $5 | P0 $9 | Decl −30% | Decl −15% | Density 500 | Chip $50k | Chip $35k | Salv 0.40 | Salv 0.55 | Power Bear | Power Bull
| P0 ($/GPU-hr) |  | 5.7 | 4 | 9 | 5.7 | 5.7 | 5.7 | 5.7 | 5.7 | 5.7 | 5.7 | 5.7 | 5.7
| Decline |  | 20% | 20% | 20% | 30% | 15% | 20% | 20% | 20% | 20% | 20% | 20% | 20%
| Density mult |  | 1 | 1 | 1 | 1 | 1 | 0.83333 | 1 | 1 | 1 | 1 | 1 | 1
| Chip mult |  | 1 | 1 | 1 | 1 | 1 | 1 | 1.1905 | 0.83333 | 1 | 1 | 1 | 1
| Salvage |  | 0.45 | 0.45 | 0.45 | 0.45 | 0.45 | 0.45 | 0.45 | 0.45 | 0.4 | 0.55 | 0.45 | 0.45
| Power mult |  | 1 | 1 | 1 | 1 | 1 | 1 | 1 | 1 | 1 | 1 | 1.5385 | 0.57692
| Entry price P_e |  | 3.648 | 2.56 | 5.76 | 2.793 | 4.1182 | 3.648 | 3.648 | 3.648 | 3.648 | 3.648 | 3.648 | 3.648
| Revenue (level, full occ) |  | 1687.3021 | 1184.0717 | 2664.1613 | 1291.8407 | 1904.8059 | 1406.0851 | 1687.3021 | 1687.3021 | 1687.3021 | 1687.3021 | 1687.3021 | 1687.3021
| GPU capex |  | 2520 | 2520 | 2520 | 2520 | 2520 | 2100 | 3000 | 2100 | 2520 | 2520 | 2520 | 2520
| Power cost |  | 46.0986 | 46.0986 | 46.0986 | 46.0986 | 46.0986 | 46.0986 | 46.0986 | 46.0986 | 46.0986 | 46.0986 | 70.921 | 26.5954
| Deprec/yr |  | 615.07 | 615.07 | 615.07 | 615.07 | 615.07 | 531.07 | 711.07 | 531.07 | 615.07 | 615.07 | 615.07 | 615.07
| EBITDA |  | 1554.7335 | 1051.5031 | 2531.5927 | 1159.2721 | 1772.2373 | 1273.5165 | 1554.7335 | 1554.7335 | 1554.7335 | 1554.7335 | 1529.9112 | 1574.2368
| After-tax steady CF |  | 1348.0075 | 955.4878 | 2109.9577 | 1039.5476 | 1517.6605 | 1110.1783 | 1369.1275 | 1329.5275 | 1348.0075 | 1348.0075 | 1328.6461 | 1363.2201
| Capex PV (phased fac + GPU) |  | 3916.6028 | 3916.6028 | 3916.6028 | 3916.6028 | 3916.6028 | 3545.1907 | 4341.0737 | 3545.1907 | 3916.6028 | 3916.6028 | 3916.6028 | 3916.6028
| TV PV |  | 677.4092 | 677.4092 | 677.4092 | 677.4092 | 677.4092 | 654.7542 | 703.3006 | 654.7542 | 617.2449 | 797.7379 | 677.4092 | 677.4092
| Ramp haircut |  | 555.8987 | 385.4474 | 886.7746 | 421.9503 | 629.5702 | 460.6465 | 555.8987 | 555.8987 | 555.8987 | 555.8987 | 547.491 | 562.5047
| NPV ($m) |  | 1448.0114 | 77.8812 | 4107.6758 | 371.3006 | 2040.2023 | 958.5762 | 1132.3247 | 1724.2372 | 1387.847 | 1568.3401 | 1380.4283 | 1501.1123
| Check: tornado base = engine NPV (selected) | 0 | Tab check | ok
Tornado — NPV swing per lever (contracted; each lever swung across its band, all else at base) | Lever (band) | Low NPV ($m) | High NPV ($m) | Swing ($m)
| Compute price P0 ($5 → $9 /GPU-hr) | 77.8812 | 4107.6758 | 4029.7946
| Price decline (−30% → −15% /yr) | 371.3006 | 2040.2023 | 1668.9017
| GPU density (500 → 600 /MW) | 958.5762 | 1448.0114 | 489.4352
Each bar swings ONE lever; the base reconciles to the per-period engine. Compute price and the erosion/decline rate now dominate (price is the whole revenue line); delivered power stays small (~2% of revenue). The country RANKING is invariant; levers move the LEVEL only.
Tornado chart data (sorted by ¦swing¦; floating bars span low→high NPV; base NPV = D75).
| Lever (band) | offset (dev from base) | swing ($m)
| Compute price P0 ($5→$9) | 77.8812 | 4029.7946
| Price decline (−30%→−15%) | 371.3006 | 1668.9017
| GPU chip price ($50k→$35k) | 1132.3247 | 591.9124
| GPU density (500→600/MW) | 958.5762 | 489.4352
| Facility salvage (0.40→0.55) | 1387.847 | 180.4931
| Delivered power (Bear↔Bull) | 1380.4283 | 120.684

## Price Path
Price Path — queue length is destiny (entry price = today’s price eroded over the queue, floored) |  | checks OK
The market rate erodes from today’s P0 toward the full-cost floor. A country switches on at the END of its interconnection queue — so a long queue means entering an already-collapsed market. Active scenario (Base).
| Market price path |  | Country entry points (price at switch-on = end of queue)
| Years from today | Market price ($/GPU-hr) | Country | Time-to-power (yr) | Entry price ($/GPU-hr) | Payback period | Breakeven utilization | IRR | NPV ($m)
| 0 | 5.7 | Norway | 2 | 3.648 |  | 59.48% |  | 1448.0114
| 1 | 4.56 | United States | 4.5 | 2.5 |  | 97.87% |  | -281.9608
| 2 | 3.648 | India | 3 | 2.9184 |  | 87.62% |  | 12.4173
| 3 | 2.9184 | Ireland | 6 | 2.5 |  | >100% (never) |  | -460.967
| 4 | 2.5 | Saudi Arabia | 2 | 3.648 |  | 59.91% |  | 1428.7514
| 5 | 2.5
| 6 | 2.5
| 7 | 2.5
| 8 | 2.5
Read: short-queue Norway/Saudi (~2 yr) switch on near today’s price; long-queue Ireland/US enter years into the decline, at or near the $2.70 floor — which is why a signed contract cannot rescue a slow-queue site. Floor = full-cost break-even (Price Floor tab). Source: model (Compute_P0, decline, floor; Comparison TTP/entry).
Check — country entry = P0·(1−decline)^TTP, floored (ties to Comparison): |  | 0

## Country detail
Country detail — Norway (Base) |  | checks OK
One country in depth for the selected country/scenario: headline metrics linked from Calculations. IRR & payback live here. Blue = linked from Calculations.
Headline viability metrics (linked from Calculations)
Country | Norway
Scenario | Base
Total capex (facility + GPU) | -4260
Annual EBITDA (steady state) | 2503.841
NPV | 1448.0114
IRR | 18.47%
Payback (incl. build) | 5
Break-even utilization | 59.48%
Power as % of revenue | 1.749%
Cash-flow path (per period — linked from Calculations)
Period | 0 | 1 | 2 | 3 | 4 | 5 | 6 | 7 | 8 | 9 | 10 | 11 | 12 | 13 | 14 | 15 | 16 | 17 | 18 | 19
Net FCF ($m) | -870 | -896.1 | -1646.141 | 1155.9867 | 1348.0075 | 1348.0075 | 2327.5675 | 0 | 0 | 0 | 0 | 0 | 0 | 0 | 0 | 0 | 0 | 0 | 0 | 0
Cumulative FCF ($m) | -870 | -1766.1 | -3412.241 | -2256.2543 | -908.2467 | 439.7608 | 2767.3284 | 2767.3284 | 2767.3284 | 2767.3284 | 2767.3284 | 2767.3284 | 2767.3284 | 2767.3284 | 2767.3284 | 2767.3284 | 2767.3284 | 2767.3284 | 2767.3284 | 2767.3284

## Power Timing
Power Timing — what the grid queue costs, and the ranking if power were instant |  | checks OK
Counterfactual computed by the PER-PERIOD engine with ops-start forced to 0 (no queue; entry price = full P0, no erosion-over-the-wait). Blue = linked from the engine; red = headline. Exact — not a closed-form approximation.
| Metric | Norway | United States | India | Ireland | Saudi Arabia
| Actual NPV — with grid queue ($m) | 1448.0114 | -281.9608 | 12.4173 | -460.967 | 1428.7514
| Time-to-power (yr) | 2 | 4.5 | 3 | 6 | 2
| NPV if power were instant ($m) | 4782.4227 | 4747.3518 | 4090.039 | 5050.1705 | 4834.2224
| NPV gap versus instant power ($m) | -3334.4113 | -5029.3125 | -4077.6217 | -5511.1375 | -3405.4711
| Rank today (by actual NPV) | 1 | 4 | 3 | 5 | 2
| Rank if power instant | 3 | 4 | 5 | 1 | 2
Chart data (rows = countries)
| Country | With grid queue | If power instant | Queue cost ($m)
| Norway | 1448.0114 | 4782.4227 | -3334.4113
| United States | -281.9608 | 4747.3518 | -5029.3125
| India | 12.4173 | 4090.039 | -4077.6217
| Ireland | -460.967 | 5050.1705 | -5511.1375
| Saudi Arabia | 1428.7514 | 4834.2224 | -3405.4711
| Check: instant-power NPV ≥ actual for every country (queue is a cost) | 0 |  | ok

## Deal Comparison
Deal Comparison — contracted vs merchant NPV, every country, both deals at once |  | checks OK
Both deal types read straight from the per-period Country Engine (no separate replica to diverge). Contracted locks the eroded entry price; Merchant keeps eroding to the floor. Blue = linked from the engine; red = headline. The ACTIVE deal reconciles to Comparison (Checks).
| Metric | Norway | United States | India | Ireland | Saudi Arabia
Contracted — NPV per country (per-period, from Country Engine)
| Contracted NPV ($m) | 1448.0114 | -281.9608 | 12.4173 | -460.967 | 1428.7514
Merchant — NPV per country (per-period, from Country Engine)
| Contracted − Merchant spread ($m) = value of the offtake | 2160.1209 | 781.704 | 1144.892 | 672.7742 | 2154.3142
| Merchant NPV ($m) | -712.1095 | -1063.6648 | -1132.4747 | -1133.7411 | -725.5629
Reconciliation — the ACTIVE deal must equal the Comparison NPV
| NPV — active deal (tie target) | 1448.0114 | -281.9608 | 12.4173 | -460.967 | 1428.7514
| Tie residual vs Comparison ($m) | 0 | 0 | 0 | 0 | 0
| Tie total (into Checks) | 0

## Asset Life
Asset Life — grid queue, then a 5-year GPU hold, inside a 25-year shell |  | checks OK
Years from start of build: the grid-queue wait, then the GPU operating hold (=GPU life), then residual shell life sold at salvage. Blue = linked. Liquidation year = queue + hold.
| Country | Grid queue (yr) | Operating (yr) | Shell residual (yr) | Liquidate (yr)
| Ireland | 6 | 5 | 14 | 11
| United States | 4.5 | 5 | 15.5 | 9.5
| India | 3 | 5 | 17 | 8
| Saudi Arabia | 2 | 5 | 18 | 7
| Norway | 2 | 5 | 18 | 7
| Shell/building life (yr) | 25
| Check: queue + hold ≤ shell life (residual ≥ 0) | 0

## Energy Security
Energy Security — Custom Proxy (WEC World Energy Trilemma Framework) |  | checks OK
Faithful to the WEC World Energy Trilemma Index Energy-Security dimension: three sourced pillars, equal-weighted, 0–100. (1) Import independence = IEA energy self-sufficiency; (2) Generation diversity = 1−HHI on the Ember 2024 electricity mix; (3) System stability = firm/dispatchable share (all except variable wind+solar). Distinct from carbon (a separate Trilemma dimension).
| Country | Import independence (self-suff %) | Generation diversity (1−HHI) | System stability (firm %) | Energy-Security score (0–100) | Rank | Per-country basis (Ember 2024 mix; IEA self-sufficiency): [40][41][42]
| Norway | 100 | 21.5 | 90 | 70.5 | 3 | Norway — self-sufficient + 90% firm, but ~88% hydro is a concentration/drought vulnerability → mid diversity score.
| United States | 100 | 74.3 | 85 | 86.4 | 1 | United States — most diverse grid (gas 43 / nuclear 18 / coal 15 / wind 10 / hydro 6), self-sufficient, high firm share → highest security.
| India | 60 | 51.6 | 85 | 65.5 | 4 | India — high firm (coal 68), improving diversity, but ~60% energy self-sufficient (oil/gas imports).
| Ireland | 21 | 70 | 63 | 51.3 | 5 | Ireland — lowest: ~21% self-sufficient (gas-import-dependent) and lower firm share (wind 33 / solar 4).
| Saudi Arabia | 100 | 48 | 98 | 82 | 2 | Saudi Arabia — self-sufficient + ~98% firm (gas 63 / oil 35), but concentrated (low diversity).
Method: Energy-Security proxy score = equal-weighted mean of three 0–100 pillars (import independence, generation diversity 1−HHI, firm/dispatchable share). Framework: World Energy Council, World Energy Trilemma. Data: IEA (self-sufficiency), Ember 2024 (electricity mix).
Water note (resource sovereignty): cooling-water availability is a related sovereignty constraint, material in hot climates (India, Saudi). Shown qualitatively — not in the index.
Sources: WEC World Energy Trilemma (framework); IEA / IEEJ (energy self-sufficiency); Ember Global Electricity Review 2024 (electricity mix). See Sources tab.
Check — electricity mix sums to 100% per country (max abs deviation): |  | 0 | 0

## Three-Lens View
Three-Lens View — economics × energy security × carbon |  | checks OK
The NPV ranking is one lens. Energy security (WEC Trilemma) and grid carbon are independent lenses — no country leads all three. Active scenario/deal (headline = Base · Contracted).
| Country | NPV ($m) | Economics | Energy-security | Energy security | Carbon (gCO₂/kWh) | Carbon
| Norway | 1448.0114 | 5 | 70.5 | 3 | 28 | 5
| United States | -281.9608 | 2 | 86.4 | 1 | 384 | 3
| India | 12.4173 | 3 | 65.5 | 4 | 670 | 1
| Ireland | -460.967 | 1 | 51.3 | 5 | 290 | 4
| Saudi Arabia | 1428.7514 | 4 | 82 | 2 | 590 | 2
Normalized 0–100 for visual comparison (min–max within the five-country set; higher = better). Raw values above.
| Country | Economics (NPV) | Energy security (0-100) | Carbon (gCO₂/kWh) (cleaner=high)
| Norway | 100 | 70.5 | 100
| United States | 9.3771 | 86.4 | 44.5483
| India | 24.7978 | 65.5 | 0
| Ireland | 0 | 51.3 | 59.19
| Saudi Arabia | 98.9911 | 82 | 12.4611
Read: no country wins all three. Saudi is strong on economics AND security but poor on carbon; Norway leads economics and carbon but is mid on security (98% hydro concentration); the US is the most energy-secure grid but with long interconnection queue time. Sources: NPV = Comparison (Country Engine); Energy security = WEC Trilemma dimension (Energy Sovereignty tab); Carbon = Comparison (Country Engine).
Check — each lens ranks 1–5 (sum = 15): |  | 0

## Power Cost
Power Cost — how much of revenue the electricity bill eats, by country × scenario |  | checks OK
Materiality = power cost ÷ revenue, both at the entry-price operating point. Entry price = P0·(1−decline)^TTP, floored. The ratio is DEAL-INVARIANT (paid occupancy cancels); $m magnitudes are shown at the active deal. Regime thresholds: “material” ≥ 10% of revenue, “power-heavy” ≥ 20% (Assumptions r76–77). Method identical to the Revenue Mix tab, generalised to all three scenarios.
Materiality summary — power cost as % of revenue at entry (this table feeds the chart)
| Country | Bear | Base | Bull | Material line (10%)
| Norway | 9.02% | 2.732% | 0.8033% | 10%
| United States | 16.57% | 5.2% | 1.813% | 10%
| India | 17.65% | 8.138% | 2.741% | 10%
| Ireland | 21.18% | 12% | 5.742% | 10%
| Saudi Arabia | 9.24% | 3.18% | 1.013% | 10%
| Check — Base column ties to live engine when Base is active (¦Δ¦<0.001) | 0
Working — entry-price build by scenario (transparent; each block reconciles to the summary and to the live engine)
Bear — glut (P0 $4.00 · decline 30%/yr · floor $1.70)
| Country | Power $/MWh | PUE (x) | Eff. burden $/MWh | Entry price $/GPU-hr | Power cost $m | Revenue $m | Power % of rev | Regime
| Norway | 80 | 1.15 | 92 | 1.7 | 70.921 | 786.2976 | 9.02% | thin
| United States | 130 | 1.3 | 169 | 1.7 | 130.2787 | 786.2976 | 16.57% | material
| India | 120 | 1.5 | 180 | 1.7 | 138.7584 | 786.2976 | 17.65% | material
| Ireland | 180 | 1.2 | 216 | 1.7 | 166.5101 | 786.2976 | 21.18% | power-heavy
| Saudi Arabia | 65 | 1.45 | 94.25 | 1.7 | 72.6554 | 786.2976 | 9.24% | thin
Base — central (P0 $5.70 · decline 20%/yr · floor $2.50)
| Country | Power $/MWh | PUE (x) | Eff. burden $/MWh | Entry price $/GPU-hr | Power cost $m | Revenue $m | Power % of rev | Regime
| Norway | 52 | 1.15 | 59.8 | 3.648 | 46.0986 | 1687.3021 | 2.732% | thin
| United States | 60 | 1.3 | 78 | 2.5 | 60.1286 | 1156.32 | 5.2% | thin
| India | 95 | 1.5 | 142.5 | 2.9184 | 109.8504 | 1349.8417 | 8.138% | thin
| Ireland | 150 | 1.2 | 180 | 2.5 | 138.7584 | 1156.32 | 12% | material
| Saudi Arabia | 48 | 1.45 | 69.6 | 3.648 | 53.6532 | 1687.3021 | 3.18% | thin
Bull — tight (P0 $9.00 · decline 15%/yr · floor $2.50)
| Country | Power $/MWh | PUE (x) | Eff. burden $/MWh | Entry price $/GPU-hr | Power cost $m | Revenue $m | Power % of rev | Regime
| Norway | 30 | 1.15 | 34.5 | 7.1582 | 26.5954 | 3310.8511 | 0.8033% | thin
| United States | 45 | 1.3 | 58.5 | 5.3765 | 45.0965 | 2486.7867 | 1.813% | thin
| India | 70 | 1.5 | 105 | 6.3838 | 80.9424 | 2952.6992 | 2.741% | thin
| Ireland | 130 | 1.2 | 156 | 4.5281 | 120.2573 | 2094.3915 | 5.742% | thin
| Saudi Arabia | 30 | 1.45 | 43.5 | 7.1582 | 33.5333 | 3310.8511 | 1.013% | thin
Read: power is a thin slice at today’s tight prices (Bull < 3% almost everywhere) but crosses to MATERIAL under glut, when a long grid queue floors the entry price while local power stays dear. In Bear every country sits at the price floor, so materiality is set purely by PUE × local power: Ireland ~21% and the US/India ~16–18% breach the 10% “material” line, while cheap-power Norway/Saudi stay ~9%. Base: only Ireland (12%) is material. The queue is necessary; the local power price decides. This is the revenue-side mirror of the Holding Cost tab’s cost-side of “queue is destiny.”
Sources: delivered power, time-to-power, PUE and the compute-price path all link from Assumptions (country levers r50–54; price path r14/r65/r66; sources [22][23][37] power, [24]–[28][46] TTP, [4] PUE, [5][30][34][35][36] price/floor). Materiality thresholds are analyst-derived presentation cut-offs (Assumptions r76–77). Method mirrors the Revenue Mix tab, generalised across scenarios.

## Revenue Mix
Revenue Mix — power is a thin slice at today’s price, but a long grid queue can flip it: power share rises as the eroded entry price falls, crossing to “material” where the queue floors the price AND local power is dear. |  | checks OK
Annual steady-state P&L as a share of revenue for the selected country/scenario/deal (Assumptions). Blue = linked from Calculations. Power is ~2% — the tornado confirms it barely moves NPV.
Share of revenue
| Norway Base / Contracted | Power | Other opex | EBITDA
| Share of revenue (%) | 1.749% | 3.28% | 94.97%
| Power cost ($m) | 46.0986
| Revenue ($m) | 2636.4096
| Annual EBITDA ($m) | 2503.841
| Check: shares sum to 100% | 0
Power Regime — where power crosses from a thin slice to a material cost. Power cost is fixed per period; revenue scales with the entry price, so power share rises as P_e falls. Flip price is analytic.
| Metric | Norway | United States | India | Ireland | Saudi Arabia
| Entry price P_e ($/GPU-hr) | 3.648 | 2.5 | 2.9184 | 2.5 | 3.648
| Power cost ($m/yr) | 46.0986 | 60.1286 | 109.8504 | 138.7584 | 53.6532
| Revenue at entry ($m/yr) | 1687.3021 | 1156.32 | 1349.8417 | 1156.32 | 1687.3021
| Power % of revenue at entry | 2.732% | 5.2% | 8.138% | 12% | 3.18%
| EBITDA % at entry | 92.14% | 86.02% | 85.14% | 80.89% | 92.01%
| 1 - Power (% of revenue at entry) | 97.27% | 94.8% | 91.86% | 88% | 96.82%
| Regime (thin < material threshold · material · power-heavy above heavy threshold) | thin | thin | thin | material | thin
| Flip price → power = material threshold ($/GPU-hr) [analytic] | 0.99667 | 1.3 | 2.375 | 3 | 1.16
| Flip price → power = heavy threshold ($/GPU-hr) [analytic] | 0.49833 | 0.65 | 1.1875 | 1.5 | 0.58
| Already past its material flip at entry? (the queue has made power material) | no | no | no | YES | no
Read (Base/Contracted): power is ~2.4–2.6% of revenue for the cheap-power leaders (Norway, Saudi) at entry, and crosses the 10% material line only for Ireland (12.5%) — its .40 floored entry price sits below its ~.00 flip price — while the US stays thin (5.4%) despite the same price floor because its power is cheap; the queue is necessary, the power price decides.
(Compute-price erosion path moved to the dedicated Price Path tab.)

## ▸ CHECKS
▸ CHECKS & REVIEW

## Checks
Checks |  | checks OK
Error tolerance ($m) |  | 0.5
ERROR total (must be 0) |  | 0
SENSE total (review if >0) |  | 0
Check | Value | Flag (1=triggered)
Error: single-country NPV ties to dashboard | 0 | 0
Error: single-hold exit fits the horizon (≤19) | 6 | 0
Error: outputs free of Excel errors | 0 | 0
Error: Calculations row-checks | 0 | 0
Sense checks
Sense: power 1–40% of revenue | 0.017485 | 0
Sense: IRR within -20% to 40% | 0.18468 | 0
Sense: break-even util <= 100% (n/a when all-loss) | 0.59483 | 0
Sense: facility life >= GPU life | 10 | 0
Power delivered vs observed industrial all-in | 5.455% | 0
Error: BASE capex/MW within sourced band $30–50m/MW | 42.6 | 0
Error: BASE revenue/MW/yr within sourced band $15–40m/MW | 26.3641 | 0
Error: buildout schedule + roll-up reconcile to IT load & capex | 0 | 0
WETI electricity mix sums to 100% per country | 0 | 0
Error: GPU density (NVIDIA datasheet) ties to Assumptions | 0 | 0
Error: compute-price P0 — ALL 3 scenarios within their sourced bands (unified control, table rows 33–37) | 0 | 0
Error: power build-up ties to country table (all 5) | 0 | 0
Error: WACC build-up ties to country table (all 5) | 0.0002 | 0
Error: capex stack ties to Unit Economics per-MW | 0 | 0
Sense: tornado base ≈ engine NPV (contracted closed-form; exact at Base, approximate when the tax-loss kink binds) | -2.2737e-12 | 0
Error: Deal Comparison active-deal NPV ties to Comparison (all 5) | 0 | 0
Sense: n/a (single-hold, no re-tenant) | External-coherence flag (0=ok: band-low ≤ model floor ≤ band-high) | 0
| Internal-consistency flag (0=ok; ¦Base floor − model floor¦, enforced at Base·Contracted) | 0
Compute-price P0 input validation — one control, every scenario within its sourced range
Scenario | P0 $/GPU-hr (B200 committed) | Low | High | Out?
Bear | 4 | 3.4 | 5.7 | 0 | Bear ∈ [custom-contract low $3.40 (getDeploying) → Base]
Base | 5.7 | 3.35 | 8.2 | 0 | Base ∈ [B200 spot/committed floor $3.35 → on-demand ceiling $8.20] (observed B200 envelope)
Bull | 9 | 8.2 | 10 | 0 | Bull ∈ [on-demand ceiling $8.20 → tight-market/supply-peak $10]; B200 on-demand reaches $8.19, AWS $12.36
All scenarios in band (0 = pass) → feeds error C23 |  |  |  | 0

## Review
Review |  | checks OK
Independent review per PwC guidelines. Reviewer must not be the builder. Status via dropdown (Pass/Concern/Fail).
Section | Review step | Status | Reviewer / note
Inputs | All inputs sourced, dated, confidence-flagged (D6 fairness) | Pass | HD 17 Aug, 2026 (self reviewed by builder, Claude Opus 4.8, and ChatGPT 5.6 Sol)
Inputs | No hard-codes in formulas; scenario switch drives Active column | Pass | HD
Data foundation | Unit Economics per-MW rolls up; Buildout & Scenario Grid Tables reconcile | Pass | HD
Calculations | One formula per row copied across; timing flags correct | Pass | HD
Calculations | No banned functions (OFFSET/INDIRECT/circular/array/nested IF) | Pass | HD
External anchors | capex/MW & revenue/MW/yr inside sourced bands | Pass | HD
Checks | All error flags = 0 under Bear/Base/Bull & Contracted/Merchant | Pass | HD
Compliance | Run Model_Compliance_Checklist.md end-to-end | Pass | HD